## Asset_Cal_Info
Sensor Code | startDateTime | stopDateTime | Sensor.uid | Sensor Serial Number | Calibration Cofficient Name | Calibration Cofficient Value | Notes | Source | Undefined Sensors
[9 empty] | NUTNRB | 2012-09-24 | A00065 | 239 | CC_lower_wavelength_limit_for_spectra_fit
[9 empty] | NUTNRB | 2012-09-24 | A00065 | 239 | CC_upper_wavelength_limit_for_spectra_fit
[9 empty] | NUTNRB | 2012-09-24 | A00065 | 239 | CC_cal_temp
[9 empty] | NUTNRB | 2012-09-24 | A00065 | 239 | CC_wl
[9 empty] | NUTNRB | 2012-09-24 | A00065 | 239 | CC_eno3
[9 empty] | NUTNRB | 2012-09-24 | A00065 | 239 | CC_eswa
[9 empty] | NUTNRB | 2012-09-24 | A00065 | 239 | CC_di
NUTNRB | 2014-06-01 |  | A00065 | 239 | CC_lower_wavelength_limit_for_spectra_fit | 217 | wllower = Lower wavelength limit for spectra fit. From DPS: 217 nm (1-cm pathlength probe tip) or 220 nm (4-cm pathlength probe tip) | From GI01SUMO-00001
NUTNRB | 2014-06-01 |  | A00065 | 239 | CC_upper_wavelength_limit_for_spectra_fit | 240 | wlupper = Upper wavelength limit for spectra fit. From DPS: 240 nm (1-cm pathlength probe tip) or 245 nm (4-cm pathlength probe tip)
NUTNRB | 2014-06-01 |  | A00065 | 239 | CC_cal_temp | 20.0778 | cal_temp = Calibration water temperature value
NUTNRB | 2014-06-01 |  | A00065 | 239 | CC_wl | [189.950, 190.740, 191.530, 192.320, 193.110, 193.900, 194.690, 195.490, 196.280, 197.070, 197.860, 198.650, 199.440, 200.240, 201.030, 201.820, 202.620, 203.410, 204.200, 205.000, 205.790, 206.590, 207.380, 208.180, 208.970, 209.770, 210.570, 211.360, 212.160, 212.960, 213.750, 214.550, 215.350, 216.150, 216.950, 217.740, 218.540, 219.340, 220.140, 220.940, 221.740, 222.540, 223.340, 224.140, 224.940, 225.740, 226.540, 227.340, 228.140, 228.950, 229.750, 230.550, 231.350, 232.150, 232.960, 233.760, 234.560, 235.370, 236.170, 236.970, 237.780, 238.580, 239.380, 240.190, 240.990, 241.800, 242.600, 243.410, 244.210, 245.020, 245.820, 246.630, 247.440, 248.240, 249.050, 249.850, 250.660, 251.470, 252.280, 253.080, 253.890, 254.700, 255.500, 256.310, 257.120, 257.930, 258.740, 259.540, 260.350, 261.160, 261.970, 262.780, 263.590, 264.400, 265.210, 266.020, 266.830, 267.640, 268.440, 269.250, 270.060, 270.870, 271.690, 272.500, 273.310, 274.120, 274.930, 275.740, 276.550, 277.360, 278.170, 278.980, 279.790, 280.600, 281.420, 282.230, 283.040, 283.850, 284.660, 285.470, 286.290, 287.100, 287.910, 288.720, 289.540, 290.350, 291.160, 291.970, 292.790, 293.600, 294.410, 295.220, 296.040, 296.850, 297.660, 298.480, 299.290, 300.100, 300.910, 301.730, 302.540, 303.350, 304.170, 304.980, 305.790, 306.610, 307.420, 308.230, 309.050, 309.860, 310.680, 311.490, 312.300, 313.120, 313.930, 314.740, 315.560, 316.370, 317.180, 318.000, 318.810, 319.630, 320.440, 321.250, 322.070, 322.880, 323.690, 324.510, 325.320, 326.140, 326.950, 327.760, 328.580, 329.390, 330.200, 331.020, 331.830, 332.650, 333.460, 334.270, 335.090, 335.900, 336.710, 337.530, 338.340, 339.150, 339.970, 340.780, 341.590, 342.410, 343.220, 344.030, 344.840, 345.660, 346.470, 347.280, 348.100, 348.910, 349.720, 350.530, 351.350, 352.160, 352.970, 353.780, 354.600, 355.410, 356.220, 357.030, 357.840, 358.660, 359.470, 360.280, 361.090, 361.900, 362.710, 363.520, 364.340, 365.150, 365.960, 366.770, 367.580, 368.390, 369.200, 370.010, 370.820, 371.630, 372.440, 373.250, 374.060, 374.870, 375.680, 376.490, 377.300, 378.110, 378.920, 379.730, 380.530, 381.340, 382.150, 382.960, 383.770, 384.580, 385.380, 386.190, 387.000, 387.810, 388.620, 389.420, 390.230, 391.040, 391.840, 392.650, 393.460, 394.260, 395.070, 395.870] | wl = (1 x 256) array of wavelength bins
NUTNRB | 2014-06-01 |  | A00065 | 239 | CC_eno3 | [0.023194600, 0.007173260, -0.000349380, 0.003397800, -0.002478900, 0.000216870, -0.010986140, 0.002394840, 0.006126290, 0.005316930, -0.003977630, -0.000576800, -0.001649340, -0.000104220, 0.001842720, -0.002575350, 0.039188920, 0.002854790, 0.002372910, 0.000493680, 0.001463060, 0.002709360, 0.003626530, 0.004886890, 0.006030590, 0.006360560, 0.006844930, 0.006751620, 0.006666980, 0.006425240, 0.006124810, 0.005811790, 0.005477150, 0.005080490, 0.004773540, 0.004412530, 0.004054170, 0.003710060, 0.003383460, 0.003055790, 0.002750210, 0.002458670, 0.002202650, 0.001950360, 0.001730950, 0.001520620, 0.001344370, 0.001171930, 0.001014910, 0.000868260, 0.000752110, 0.000635930, 0.000531490, 0.000441140, 0.000365560, 0.000312920, 0.000251930, 0.000203880, 0.000161290, 0.000131500, 0.000085240, 0.000066700, 0.000056110, 0.000036080, 0.000014600, 0.000018710, 0.000005230, -0.000007390, 0.000002900, -0.000001290, -0.000016080, -0.000009220, -0.000014380, -0.000015640, -0.000031810, -0.000011760, -0.000012650, -0.000006050, -0.000008270, 0.000000400, -0.000003460, 0.000015510, -0.000005570, -0.000003790, 0.000001400, 0.000009170, 0.000026770, 0.000016570, 0.000003490, 0.000017560, 0.000023650, 0.000029790, 0.000031440, 0.000034430, 0.000028730, 0.000057010, 0.000048310, 0.000048640, 0.000063900, 0.000074020, 0.000053530, 0.000052970, 0.000060180, 0.000061140, 0.000080370, -0.000076180, 0.000059840, 0.000077520, 0.000078320, 0.000083340, 0.000072840, 0.000081300, 0.000090730, 0.000104020, 0.000094820, 0.000097090, 0.000101390, 0.000104030, 0.000114530, 0.000108560, 0.000132690, 0.000109030, 0.000123430, 0.000132220, 0.000128950, 0.000138380, 0.000133600, 0.000133400, 0.000147320, 0.000162650, 0.000142810, 0.000154560, 0.000169110, 0.000156480, 0.000169880, 0.000162460, 0.000167540, 0.000173100, 0.000190120, 0.000171380, 0.000192020, 0.000188690, 0.000202080, 0.000200470, 0.000203920, 0.000193000, 0.000211830, 0.000199620, 0.000207770, 0.000213130, 0.000207490, 0.000213920, 0.000206160, 0.000213890, 0.000224170, 0.000196380, 0.000224480, 0.000245990, 0.000256590, 0.000250210, 0.000255310, 0.000249610, 0.000235460, 0.000251700, 0.000255330, 0.000252420, 0.000273780, 0.000273250, 0.000258440, 0.000265390, 0.000281030, 0.000268490, 0.000288870, 0.000291740, 0.000289740, 0.000297820, 0.000281540, 0.000304870, 0.000285260, 0.000308880, 0.000273820, 0.000285050, 0.000296790, 0.000314790, 0.000314310, 0.000343610, 0.000311770, 0.000351650, 0.000366470, 0.000375090, 0.000352320, 0.000329570, 0.000332800, 0.000332990, 0.000317110, 0.000380480, 0.000337620, 0.000363960, 0.000399810, 0.000390500, 0.000394240, 0.000385220, 0.000390050, 0.000389710, 0.000421560, 0.000421080, 0.000401090, 0.000388340, 0.000418670, 0.000377610, 0.000389310, 0.000394300, 0.000409310, 0.000472780, 0.000469270, 0.000403480, 0.000426540, 0.000497230, 0.000423630, 0.000434150, 0.000422140, 0.000424930, 0.000383000, 0.000384540, 0.000362020, 0.000440740, 0.000419780, 0.000422830, 0.000435550, 0.000478640, 0.000539200, 0.000491250, 0.000497920, 0.000478690, 0.000509150, 0.000447020, 0.000428140, 0.000478650, 0.000469990, 0.000500270, 0.000461160, 0.000506950, 0.000471520, 0.000485160, 0.000493290, 0.000495700, 0.000524010, 0.000514910, 0.000477040, 0.000534120, 0.000621910, 0.000546170, 0.000544870, 0.000482780, 0.000536890, 0.000540040] | eno3 = (1 x 256) array of wavelength-dependent nitrate extinction coefficients
NUTNRB | 2014-06-01 |  | A00065 | 239 | CC_eswa | [0.006060070, 0.008778620, 0.015581880, 0.016944150, 0.012735710, 0.018279850, 0.035121520, 0.018325050, 0.014615440, 0.012526870, 0.023222730, 0.018819680, 0.027875950, 0.039565330, 0.052119920, 0.060591720, 0.064373810, 0.065699340, 0.069602400, 0.072227280, 0.070531280, 0.068595820, 0.064543560, 0.059349730, 0.052814920, 0.045826760, 0.039338100, 0.033194080, 0.027670660, 0.022756850, 0.018607180, 0.015030220, 0.012050530, 0.009616740, 0.007588820, 0.005979050, 0.004682210, 0.003661710, 0.002864170, 0.002240370, 0.001756340, 0.001374170, 0.001072540, 0.000861090, 0.000688630, 0.000560400, 0.000448650, 0.000365440, 0.000315090, 0.000263340, 0.000218810, 0.000184600, 0.000154880, 0.000131380, 0.000109130, 0.000083750, 0.000066190, 0.000062080, 0.000053530, 0.000033150, 0.000043720, 0.000036320, 0.000022490, 0.000016950, 0.000021510, 0.000015810, 0.000000230, 0.000001050, -0.000011930, -0.000014110, -0.000009310, -0.000014520, -0.000005140, -0.000000250, 0.000003500, -0.000007830, -0.000010540, 0.000002740, -0.000003120, -0.000000620, -0.000047420, 0.000004630, 0.000005130, 0.000018690, 0.000011800, 0.000010540, -0.000005300, 0.000017510, 0.000030140, 0.000027880, 0.000037810, 0.000032080, 0.000029010, 0.000032900, 0.000056510, 0.000045680, 0.000035200, 0.000046740, 0.000037080, 0.000017370, 0.000048750, 0.000054910, 0.000067470, 0.000054490, 0.000035380, 0.000053110, 0.000066170, 0.000063120, 0.000057580, 0.000041700, 0.000077360, 0.000079430, 0.000078010, 0.000080330, 0.000090450, 0.000079360, 0.000081790, 0.000079770, 0.000069760, 0.000081880, 0.000074270, 0.000092370, 0.000093390, 0.000086480, 0.000086750, 0.000093210, 0.000109780, 0.000099940, 0.000100990, 0.000096140, 0.000121160, 0.000105120, 0.000111880, 0.000120450, 0.000103630, 0.000127000, 0.000142640, 0.000160330, 0.000091520, 0.000161620, 0.000169310, 0.000172930, 0.000165450, 0.000175290, 0.000169290, 0.000166730, 0.000158490, 0.000182450, 0.000187920, 0.000185190, 0.000192410, 0.000193190, 0.000203390, 0.000223230, 0.000219820, 0.000249090, 0.000236330, 0.000227780, 0.000227680, 0.000238520, 0.000232760, 0.000246720, 0.000260540, 0.000256500, 0.000259460, 0.000268820, 0.000268780, 0.000278590, 0.000289290, 0.000286690, 0.000285990, 0.000292820, 0.000285970, 0.000305740, 0.000307060, 0.000327010, 0.000328640, 0.000327840, 0.000346450, 0.000350800, 0.000368430, 0.000363040, 0.000359230, 0.000383080, 0.000364190, 0.000365160, 0.000403780, 0.000377830, 0.000368530, 0.000344570, 0.000373010, 0.000396580, 0.000415370, 0.000431100, 0.000453650, 0.000406220, 0.000467060, 0.000450590, 0.000410340, 0.000432120, 0.000458580, 0.000414520, 0.000472140, 0.000427180, 0.000431990, 0.000437240, 0.000500120, 0.000448000, 0.000468020, 0.000547080, 0.000523200, 0.000540120, 0.000503950, 0.000472300, 0.000485260, 0.000539270, 0.000546490, 0.000487420, 0.000557270, 0.000517300, 0.000588370, 0.000510840, 0.000594400, 0.000601300, 0.000594380, 0.000569880, 0.000621800, 0.000644380, 0.000598530, 0.000607540, 0.000571870, 0.000576400, 0.000567150, 0.000593400, 0.000586550, 0.000639370, 0.000638400, 0.000590160, 0.000662140, 0.000610430, 0.000687620, 0.000649010, 0.000687100, 0.000687910, 0.000688810, 0.000677840, 0.000699720, 0.000633670, 0.000699400, 0.000665690, 0.000563990, 0.000755340, 0.000731080, 0.000801270, 0.000785290, 0.000790050] | eswa = (1 x 256) array of seawater extinction coefficients
NUTNRB | 2014-06-01 |  | A00065 | 239 | CC_di | [49.883660130, 50.587363830, 52.550326800, 58.328104580, 62.291067540, 65.698474950, 67.031808280, 67.661437910, 74.254030500, 77.068845320, 88.883660130, 130.216993460, 290.142919390, 794.068845320, 2032.402178650, 4455.587363830, 8302.809586060, 13294.105882350, 18772.587363830, 24113.809586060, 29008.809586060, 33330.920697170, 36954.883660130, 39825.031808280, 41795.031808280, 42738.587363830, 42723.920697170, 41822.439215690, 40285.476252720, 38427.476252720, 36537.365141610, 34795.624400870, 33383.661437910, 32320.513289760, 31642.846623090, 31379.105882350, 31489.846623090, 31981.587363830, 32853.809586060, 34067.809586060, 35592.402178650, 37404.846623090, 39392.883660130, 41473.216993460, 43542.587363830, 45383.661437910, 46883.179956430, 47900.587363830, 48262.216993460, 47958.957734200, 47054.179956430, 45586.439215690, 43763.254030500, 41764.994771240, 39728.698474950, 37829.402178650, 36078.031808280, 34552.994771240, 33261.920697170, 32207.920697170, 31352.365141610, 30736.624400870, 30314.513289760, 30064.328104580, 30017.365141610, 30149.216993460, 30455.254030500, 30952.920697170, 31590.179956430, 32369.735511980, 33262.772549020, 34217.291067540, 35169.846623090, 36077.661437910, 36825.031808280, 37355.661437910, 37594.550326800, 37470.920697170, 36967.772549020, 36121.105882350, 34897.216993460, 33402.439215690, 31720.031808280, 29923.698474950, 28119.031808280, 26363.883660130, 24701.550326800, 23189.216993460, 21818.957734200, 20600.105882350, 19550.328104580, 18655.476252720, 17879.587363830, 17253.957734200, 16745.365141610, 16358.550326800, 16084.920697170, 15916.809586060, 15848.698474950, 15880.698474950, 16006.624400870, 16211.402178650, 16522.291067540, 16909.476252720, 17362.920697170, 17906.439215690, 18506.661437910, 19163.365141610, 19849.439215690, 20536.216993460, 21192.365141610, 21806.142919390, 22307.698474950, 22699.735511980, 22965.809586060, 23057.254030500, 22981.994771240, 22759.735511980, 22389.735511980, 21905.883660130, 21345.179956430, 20714.068845320, 20074.661437910, 19432.328104580, 18799.179956430, 18215.624400870, 17679.291067540, 17190.698474950, 16754.772549020, 16363.957734200, 16028.365141610, 15750.735511980, 15505.179956430, 15299.105882350, 15144.105882350, 15015.068845320, 14919.105882350, 14869.772549020, 14842.772549020, 14841.661437910, 14876.142919390, 14933.476252720, 15016.402178650, 15126.365141610, 15263.105882350, 15430.920697170, 15630.365141610, 15842.809586060, 16079.957734200, 16340.216993460, 16606.661437910, 16898.920697170, 17200.920697170, 17488.735511980, 17782.994771240, 18062.772549020, 18323.809586060, 18564.550326800, 18782.809586060, 18949.587363830, 19087.328104580, 19182.624400870, 19216.772549020, 19206.698474950, 19121.105882350, 18956.328104580, 18735.550326800, 18436.550326800, 18059.846623090, 17621.698474950, 17124.587363830, 16586.587363830, 16041.179956430, 15488.031808280, 14945.994771240, 14416.772549020, 13890.254030500, 13393.513289760, 12933.068845320, 12488.439215690, 12070.365141610, 11663.179956430, 11267.809586060, 10884.883660130, 10515.735511980, 10151.920697170, 9804.772549020, 9472.624400870, 9146.957734200, 8835.772549020, 8538.772549020, 8266.809586060, 8016.957734200, 7792.328104580, 7584.365141610, 7392.772549020, 7216.476252720, 7052.550326800, 6903.402178650, 6770.698474950, 6654.402178650, 6557.068845320, 6463.735511980, 6375.661437910, 6303.846623090, 6244.216993460, 6191.105882350, 6146.698474950, 6107.179956430, 6081.142919390, 6061.402178650, 6045.031808280, 6036.476252720, 6045.068845320, 6044.291067540, 6060.883660130, 6079.735511980, 6108.216993460, 6150.846623090, 6204.957734200, 6252.254030500, 6283.365141610, 6290.735511980, 6291.105882350, 6294.031808280, 6295.957734200, 6305.068845320, 6316.476252720, 6323.883660130, 6330.142919390, 6333.957734200, 6324.661437910, 6312.365141610, 6310.587363830, 6311.179956430, 6273.624400870, 6175.513289760, 6057.142919390, 5936.105882350, 5830.365141610, 5719.291067540, 5605.254030500, 5492.809586060, 5383.846623090, 5291.291067540, 5210.920697170, 5118.068845320, 5005.179956430, 4885.476252720, 4765.031808280, 4624.513289760, 4410.254030500, 4086.661437910, 3640.846623090, 3122.513289760, 3122.513289760] | di = (1 x 256) array of deionized water reference spectrum
NUTNRB | 2012-09-24 |  | A00066 | 240 | CC_lower_wavelength_limit_for_spectra_fit | 217 | Constant. wllower = Lower wavelength limit for spectra fit. From DPS: 217 nm (1-cm pathlength probe tip) or 220 nm (4-cm pathlength probe tip) | From CP01CNSM-00001
NUTNRB | 2012-09-24 |  | A00066 | 240 | CC_upper_wavelength_limit_for_spectra_fit | 240 | Constant. wlupper = Upper wavelength limit for spectra fit. From DPS: 240 nm (1-cm pathlength probe tip) or 245 nm (4-cm pathlength probe tip)
NUTNRB | 2012-09-24 |  | A00066 | 240 | CC_cal_temp | 19.9815 | cal_temp = Calibration water temperature value
NUTNRB | 2012-09-24 |  | A00066 | 240 | CC_wl | [188.510, 189.300, 190.100, 190.900, 191.700, 192.500, 193.300, 194.100, 194.900, 195.700, 196.500, 197.300, 198.100, 198.910, 199.710, 200.510, 201.310, 202.110, 202.920, 203.720, 204.520, 205.320, 206.130, 206.930, 207.730, 208.540, 209.340, 210.150, 210.950, 211.760, 212.560, 213.370, 214.170, 214.980, 215.780, 216.590, 217.390, 218.200, 219.010, 219.810, 220.620, 221.430, 222.230, 223.040, 223.850, 224.660, 225.460, 226.270, 227.080, 227.890, 228.700, 229.510, 230.310, 231.120, 231.930, 232.740, 233.550, 234.360, 235.170, 235.980, 236.790, 237.600, 238.410, 239.220, 240.030, 240.840, 241.650, 242.460, 243.270, 244.080, 244.900, 245.710, 246.520, 247.330, 248.140, 248.950, 249.760, 250.580, 251.390, 252.200, 253.010, 253.830, 254.640, 255.450, 256.260, 257.080, 257.890, 258.700, 259.510, 260.330, 261.140, 261.950, 262.770, 263.580, 264.390, 265.210, 266.020, 266.830, 267.650, 268.460, 269.280, 270.090, 270.900, 271.720, 272.530, 273.350, 274.160, 274.970, 275.790, 276.600, 277.420, 278.230, 279.050, 279.860, 280.670, 281.490, 282.300, 283.120, 283.930, 284.750, 285.560, 286.380, 287.190, 288.010, 288.820, 289.640, 290.450, 291.270, 292.080, 292.900, 293.710, 294.530, 295.340, 296.160, 296.970, 297.780, 298.600, 299.410, 300.230, 301.040, 301.860, 302.670, 303.490, 304.300, 305.120, 305.930, 306.750, 307.560, 308.380, 309.190, 310.010, 310.820, 311.630, 312.450, 313.260, 314.080, 314.890, 315.710, 316.520, 317.340, 318.150, 318.960, 319.780, 320.590, 321.410, 322.220, 323.030, 323.850, 324.660, 325.470, 326.290, 327.100, 327.910, 328.730, 329.540, 330.350, 331.170, 331.980, 332.790, 333.610, 334.420, 335.230, 336.040, 336.860, 337.670, 338.480, 339.290, 340.100, 340.920, 341.730, 342.540, 343.350, 344.160, 344.970, 345.790, 346.600, 347.410, 348.220, 349.030, 349.840, 350.650, 351.460, 352.270, 353.080, 353.890, 354.700, 355.510, 356.320, 357.130, 357.940, 358.750, 359.560, 360.370, 361.180, 361.980, 362.790, 363.600, 364.410, 365.220, 366.030, 366.830, 367.640, 368.450, 369.250, 370.060, 370.870, 371.680, 372.480, 373.290, 374.090, 374.900, 375.710, 376.510, 377.320, 378.120, 378.930, 379.730, 380.540, 381.340, 382.140, 382.950, 383.750, 384.560, 385.360, 386.160, 386.970, 387.770, 388.570, 389.370, 390.170, 390.980, 391.780, 392.580, 393.380, 394.180, 394.980] | wl = (1 x 256) array of wavelength bins
NUTNRB | 2012-09-24 |  | A00066 | 240 | CC_eno3 | [0.012990690, 0.001224370, 0.002328560, -0.002037520, -0.001525510, -0.004893180, -0.005623810, 0.000714150, -0.027693060, 0.005494160, -0.020752410, -0.002025080, -0.007388200, 0.006127800, 0.015243960, 0.002601080, -0.000687470, 0.002589800, -0.002077150, -0.000341430, 0.001297210, 0.004174330, -0.000130660, 0.000982680, 0.004467070, 0.005736290, 0.006113390, 0.006472020, 0.006849930, 0.006299840, 0.006591120, 0.006339160, 0.006022750, 0.005696520, 0.005319700, 0.004950370, 0.004583700, 0.004190490, 0.003853990, 0.003485650, 0.003185650, 0.002835350, 0.002565590, 0.002292590, 0.002045910, 0.001794730, 0.001581840, 0.001383760, 0.001212290, 0.001043260, 0.000881220, 0.000771670, 0.000660360, 0.000547130, 0.000470430, 0.000388340, 0.000324580, 0.000263240, 0.000221760, 0.000169910, 0.000133370, 0.000088600, 0.000080850, 0.000056370, 0.000025270, 0.000013210, 0.000019160, 0.000022180, 0.000007550, -0.000009600, -0.000031320, -0.000032480, 0.000001890, 0.000002440, -0.000020320, 0.000012010, -0.000008010, -0.000018590, -0.000003260, -0.000009560, -0.000008430, -0.000006320, -0.000003690, -0.000010740, -0.000012300, 0.000005620, 0.000015200, 0.000019870, 0.000030200, 0.000014300, 0.000027910, 0.000023720, 0.000005570, 0.000027440, 0.000032990, 0.000001660, 0.000037710, 0.000026900, 0.000042570, 0.000052620, 0.000044420, 0.000061660, 0.000060660, 0.000095130, 0.000065740, 0.000090930, 0.000078120, 0.000097370, 0.000087360, 0.000075420, 0.000073750, 0.000086330, 0.000084180, 0.000094460, 0.000096780, 0.000098130, 0.000106560, 0.000113400, 0.000118050, 0.000105060, 0.000116420, 0.000125160, 0.000137410, 0.000139200, 0.000133920, 0.000141530, 0.000131180, 0.000123670, 0.000131670, 0.000152700, 0.000170500, 0.000171480, 0.000172960, 0.000170890, 0.000150790, 0.000166750, 0.000172100, 0.000113010, 0.000207810, 0.000207620, 0.000243650, 0.000227580, 0.000236430, 0.000211630, 0.000200880, 0.000194840, 0.000205390, 0.000224840, 0.000212530, 0.000204940, 0.000216060, 0.000232940, 0.000251090, 0.000239420, 0.000262940, 0.000269580, 0.000273620, 0.000262770, 0.000274220, 0.000253730, 0.000260570, 0.000261360, 0.000268380, 0.000246650, 0.000277140, 0.000276060, 0.000298780, 0.000267820, 0.000318710, 0.000271770, 0.000311130, 0.000307320, 0.000333160, 0.000280100, 0.000284580, 0.000297970, 0.000259240, 0.000311140, 0.000319690, 0.000320600, 0.000331690, 0.000220290, 0.000373760, 0.000314400, 0.000306090, 0.000336430, 0.000347560, 0.000325710, 0.000374150, 0.000351350, 0.000368310, 0.000328160, 0.000338120, 0.000369620, 0.000303130, 0.000346330, 0.000345800, 0.000337190, 0.000382370, 0.000367730, 0.000417310, 0.000353260, 0.000375900, 0.000429900, 0.000416150, 0.000372470, 0.000400850, 0.000406560, 0.000372890, 0.000413530, 0.000374560, 0.000443730, 0.000374010, 0.000465050, 0.000446730, 0.000475880, 0.000448440, 0.000418730, 0.000436040, 0.000473820, 0.000446950, 0.000452460, 0.000476210, 0.000454320, 0.000443980, 0.000461020, 0.000411600, 0.000524970, 0.000507370, 0.000442020, 0.000514040, 0.000478380, 0.000428900, 0.000498870, 0.000541360, 0.000523800, 0.000464700, 0.000434760, 0.000528520, 0.000532630, 0.000534220, 0.000461380, 0.000513760, 0.000557240, 0.000526140, 0.000493810, 0.000544760, 0.000508310, 0.000590770, 0.000544570, 0.000532880, 0.000558170, 0.000578710, 0.000498200, 0.000520440, 0.000523690] | eno3 = (1 x 256) array of wavelength-dependent nitrate extinction coefficients
NUTNRB | 2012-09-24 |  | A00066 | 240 | CC_eswa | [-0.001071610, 0.010845230, 0.004045890, 0.002549400, 0.000495370, 0.014372280, 0.020128540, 0.012882130, 0.029563760, 0.015586470, 0.034429510, 0.020332450, 0.024405750, 0.019168720, 0.026448080, 0.044853830, 0.056942140, 0.062363880, 0.067797420, 0.066445670, 0.069910740, 0.070796390, 0.072044220, 0.067627100, 0.061584840, 0.055612590, 0.048583470, 0.041712100, 0.035307210, 0.029497380, 0.024372090, 0.019964420, 0.016187270, 0.012963410, 0.010346270, 0.008189190, 0.006447750, 0.005072050, 0.003940220, 0.003082120, 0.002389060, 0.001845050, 0.001451920, 0.001142900, 0.000894380, 0.000731740, 0.000561400, 0.000461050, 0.000378640, 0.000311110, 0.000240700, 0.000210040, 0.000173030, 0.000153870, 0.000114040, 0.000100370, 0.000091460, 0.000076170, 0.000036770, 0.000045580, 0.000025930, 0.000032750, -0.000036150, 0.000023270, 0.000029560, 0.000011310, -0.000008730, 0.000004460, -0.000006690, -0.000012980, 0.000013890, 0.000002430, -0.000016350, -0.000012560, 0.000013950, -0.000036930, -0.000005020, 0.000000440, -0.000007110, 0.000000700, 0.000003120, -0.000007210, -0.000003500, 0.000002680, 0.000022660, 0.000001690, 0.000002530, 0.000005980, 0.000001700, 0.000024020, 0.000011910, 0.000032310, 0.000019990, -0.000000730, 0.000014100, 0.000057190, 0.000016220, 0.000011240, 0.000026870, 0.000052740, 0.000031140, 0.000051400, 0.000073920, 0.000048700, 0.000077810, 0.000027520, 0.000084570, 0.000047730, 0.000058340, 0.000070140, 0.000079850, 0.000072480, 0.000096040, 0.000080150, 0.000092920, 0.000096990, 0.000097280, 0.000082090, 0.000106240, 0.000130080, 0.000104130, 0.000116340, 0.000103620, 0.000152310, 0.000112140, 0.000174440, 0.000179060, 0.000168770, 0.000132630, 0.000157480, 0.000163300, 0.000171150, 0.000148670, 0.000169280, 0.000209540, 0.000217830, 0.000169980, 0.000289400, 0.000197200, 0.000182040, 0.000133880, 0.000177130, 0.000206780, 0.000219390, 0.000213900, 0.000221840, 0.000244120, 0.000227510, 0.000238590, 0.000273160, 0.000301640, 0.000286250, 0.000267290, 0.000266460, 0.000281750, 0.000275140, 0.000279490, 0.000262940, 0.000316120, 0.000313950, 0.000297010, 0.000320200, 0.000338840, 0.000334560, 0.000312070, 0.000343830, 0.000356630, 0.000358670, 0.000336690, 0.000373600, 0.000368850, 0.000377110, 0.000341580, 0.000391020, 0.000434290, 0.000387170, 0.000411500, 0.000415320, 0.000425580, 0.000429130, 0.000425260, 0.000592500, 0.000382620, 0.000415980, 0.000414270, 0.000438470, 0.000424690, 0.000460650, 0.000427700, 0.000581490, 0.000514860, 0.000477010, 0.000462990, 0.000522380, 0.000569950, 0.000485840, 0.000478110, 0.000591230, 0.000548350, 0.000495640, 0.000450490, 0.000629160, 0.000623830, 0.000476260, 0.000500500, 0.000563810, 0.000561680, 0.000522940, 0.000505960, 0.000594140, 0.000654350, 0.000631670, 0.000551850, 0.000661300, 0.000666850, 0.000618230, 0.000624130, 0.000669760, 0.000630060, 0.000582400, 0.000635880, 0.000691670, 0.000661390, 0.000628490, 0.000673220, 0.000731880, 0.000738030, 0.000707530, 0.000624550, 0.000797150, 0.000697380, 0.000708840, 0.000745490, 0.000770990, 0.000729330, 0.000738000, 0.000817630, 0.000790670, 0.000786050, 0.000715520, 0.000736320, 0.000776470, 0.000827470, 0.000815070, 0.000756150, 0.000859400, 0.000784770, 0.000836230, 0.000761150, 0.000916140, 0.000850110, 0.000750330, 0.000813470, 0.000912560, 0.000868110, 0.000873940] | eswa = (1 x 256) array of seawater extinction coefficients
NUTNRB | 2012-09-24 |  | A00066 | 240 | CC_di | [33.103703700, 29.400000000, 35.992592590, 33.103703700, 35.659259260, 34.511111110, 32.622222220, 33.177777780, 40.955555560, 43.325925930, 42.437037040, 43.437037040, 48.400000000, 82.733333330, 223.881481480, 651.992592590, 1693.659259260, 3642.251851850, 6505.770370370, 9924.955555560, 13461.474074070, 16853.474074070, 19963.066666670, 22792.585185190, 25202.288888890, 27092.140740740, 28356.548148150, 28929.103703700, 28895.992592590, 28308.362962960, 27320.325925930, 26149.659259260, 24964.918518520, 23887.177777780, 23005.844444440, 22394.548148150, 22027.288888890, 21952.807407410, 22118.918518520, 22578.844444440, 23280.103703700, 24167.214814810, 25345.400000000, 26635.807407410, 27991.548148150, 29421.362962960, 30763.659259260, 31887.325925930, 32811.548148150, 33261.881481480, 33209.992592590, 32800.733333330, 31932.844444440, 30746.029629630, 29373.140740740, 27933.140740740, 26508.659259260, 25169.251851850, 23967.733333330, 22932.029629630, 22059.733333330, 21336.177777780, 20793.585185190, 20394.992592590, 20124.214814810, 20016.548148150, 20055.437037040, 20220.696296300, 20532.696296300, 20967.362962960, 21523.585185190, 22181.437037040, 22892.807407410, 23636.992592590, 24391.696296300, 25062.103703700, 25634.844444440, 25963.585185190, 26197.696296300, 26098.400000000, 25750.659259260, 25118.770370370, 24251.548148150, 23232.400000000, 22069.437037040, 20860.437037040, 19646.437037040, 18476.585185190, 17324.511111110, 16323.325925930, 15449.103703700, 14640.955555560, 13949.400000000, 13340.770370370, 12844.325925930, 12443.251851850, 12125.881481480, 11881.103703700, 11721.066666670, 11629.844444440, 11617.770370370, 11662.103703700, 11771.066666670, 11946.770370370, 12185.214814810, 12475.918518520, 12838.548148150, 13242.474074070, 13676.214814810, 14131.733333330, 14510.400000000, 15091.066666670, 15530.955555560, 15905.918518520, 16224.511111110, 16450.696296300, 16568.214814810, 16571.881481480, 16473.362962960, 16263.251851850, 15964.955555560, 15596.214814810, 15172.288888890, 14726.325925930, 14269.140740740, 13801.548148150, 13369.214814810, 12962.733333330, 12572.177777780, 12244.214814810, 11931.177777780, 11652.511111110, 11414.918518520, 11198.807407410, 11018.029629630, 10870.548148150, 10749.474074070, 10644.844444440, 10576.214814810, 10524.955555560, 10492.955555560, 10490.585185190, 10501.955555560, 10538.325925930, 10591.362962960, 10664.177777780, 10746.622222220, 10851.325925930, 10964.881481480, 11098.177777780, 11255.918518520, 11420.177777780, 11596.807407410, 11789.214814810, 11974.474074070, 12163.585185190, 12350.066666670, 12525.511111110, 12693.918518520, 12844.103703700, 12980.437037040, 13090.474074070, 13165.659259260, 13225.103703700, 13224.807407410, 13184.103703700, 13072.770370370, 12924.362962960, 12697.103703700, 12419.807407410, 12109.844444440, 11760.659259260, 11382.585185190, 11001.622222220, 10632.733333330, 10278.103703700, 9930.400000000, 9600.288888890, 9284.955555560, 8998.770370370, 8717.918518520, 8459.474074070, 8210.955555560, 7966.325925930, 7724.918518520, 7491.103703700, 7260.918518520, 7042.622222220, 6825.066666670, 6613.325925930, 6399.362962960, 6201.437037040, 6003.585185190, 5835.251851850, 5672.659259260, 5521.622222220, 5384.362962960, 5253.918518520, 5129.844444440, 5024.659259260, 4922.325925930, 4842.696296300, 4763.511111110, 4693.844444440, 4633.140740740, 4587.696296300, 4544.400000000, 4505.659259260, 4478.140740740, 4454.140740740, 4435.696296300, 4426.029629630, 4420.362962960, 4418.659259260, 4426.992592590, 4428.955555560, 4442.177777780, 4462.288888890, 4481.066666670, 4514.251851850, 4550.029629630, 4575.844444440, 4589.844444440, 4596.696296300, 4592.400000000, 4585.733333330, 4590.881481480, 4594.881481480, 4599.103703700, 4599.177777780, 4597.029629630, 4598.474074070, 4584.807407410, 4573.511111110, 4573.474074070, 4565.325925930, 4529.362962960, 4459.548148150, 4373.362962960, 4284.103703700, 4206.437037040, 4119.474074070, 4032.844444440, 3950.992592590, 3866.770370370, 3799.362962960, 3730.511111110, 3664.659259260, 3585.696296300, 3506.844444440, 3434.770370370, 3377.029629630, 3260.066666670, 3057.474074070, 2757.400000000, 2757.400000000] | di = (1 x 256) array of deionized water reference spectrum
NUTNRB | 2012-11-09 |  | A00086 | 243 | CC_lower_wavelength_limit_for_spectra_fit | 217 | Constant | From CE01ISSM-00001
NUTNRB | 2012-11-09 |  | A00086 | 243 | CC_upper_wavelength_limit_for_spectra_fit | 240 | Constant
NUTNRB | 2012-11-09 |  | A00086 | 243 | CC_cal_temp | 20.0637
NUTNRB | 2012-11-09 |  | A00086 | 243 | CC_wl | [190.55, 191.34, 192.13, 192.92, 193.71, 194.51, 195.3, 196.09, 196.88, 197.68, 198.47, 199.27, 200.06, 200.85, 201.65, 202.44, 203.24, 204.04, 204.83, 205.63, 206.42, 207.22, 208.02, 208.82, 209.61, 210.41, 211.21, 212.01, 212.81, 213.6, 214.4, 215.2, 216.0, 216.8, 217.6, 218.4, 219.2, 220.0, 220.8, 221.6, 222.41, 223.21, 224.01, 224.81, 225.61, 226.42, 227.22, 228.02, 228.82, 229.63, 230.43, 231.23, 232.04, 232.84, 233.65, 234.45, 235.26, 236.06, 236.87, 237.67, 238.48, 239.28, 240.09, 240.89, 241.7, 242.51, 243.31, 244.12, 244.92, 245.73, 246.54, 247.35, 248.15, 248.96, 249.77, 250.58, 251.38, 252.19, 253.0, 253.81, 254.62, 255.43, 256.24, 257.05, 257.85, 258.66, 259.47, 260.28, 261.09, 261.9, 262.71, 263.52, 264.33, 265.14, 265.95, 266.76, 267.58, 268.39, 269.2, 270.01, 270.82, 271.63, 272.44, 273.25, 274.07, 274.88, 275.69, 276.5, 277.31, 278.13, 278.94, 279.75, 280.56, 281.37, 282.19, 283.0, 283.81, 284.63, 285.44, 286.25, 287.06, 287.88, 288.69, 289.5, 290.32, 291.13, 291.94, 292.76, 293.57, 294.38, 295.2, 296.01, 296.83, 297.64, 298.45, 299.27, 300.08, 300.89, 301.71, 302.52, 303.34, 304.15, 304.97, 305.78, 306.59, 307.41, 308.22, 309.04, 309.85, 310.67, 311.48, 312.29, 313.11, 313.92, 314.74, 315.55, 316.37, 317.18, 317.99, 318.81, 319.62, 320.44, 321.25, 322.07, 322.88, 323.69, 324.51, 325.32, 326.14, 326.95, 327.77, 328.58, 329.39, 330.21, 331.02, 331.84, 332.65, 333.47, 334.28, 335.09, 335.91, 336.72, 337.54, 338.35, 339.16, 339.98, 340.79, 341.6, 342.42, 343.23, 344.04, 344.86, 345.67, 346.48, 347.3, 348.11, 348.92, 349.74, 350.55, 351.36, 352.18, 352.99, 353.8, 354.61, 355.43, 356.24, 357.05, 357.86, 358.67, 359.49, 360.3, 361.11, 361.92, 362.73, 363.54, 364.36, 365.17, 365.98, 366.79, 367.6, 368.41, 369.22, 370.03, 370.84, 371.65, 372.46, 373.27, 374.08, 374.89, 375.7, 376.51, 377.32, 378.13, 378.94, 379.75, 380.56, 381.37, 382.18, 382.98, 383.79, 384.6, 385.41, 386.22, 387.02, 387.83, 388.64, 389.45, 390.25, 391.06, 391.87, 392.67, 393.48, 394.29, 395.09, 395.9, 396.7]
NUTNRB | 2012-11-09 |  | A00086 | 243 | CC_eno3 | [-0.00055028, 0.00257788, -0.0005409, -0.00053622, -0.00053153, 0.02812641, -0.01027138, 0.00115625, -0.00154755, 0.0239351, -0.00323191, 0.00806201, 0.0062828, -0.00521559, 0.00079437, 0.00484712, -0.0002254, -0.00066949, -0.00285016, 0.00402158, 0.00002118, 0.00328458, 0.00497107, 0.00667917, 0.00645042, 0.00684509, 0.00654062, 0.00659147, 0.00628363, 0.0060101, 0.00569915, 0.00539266, 0.00506008, 0.00472258, 0.00436829, 0.00404434, 0.00370658, 0.00337205, 0.00304583, 0.00274239, 0.00243403, 0.00216799, 0.00192412, 0.00169175, 0.00146954, 0.0012954, 0.00111292, 0.00096818, 0.00084163, 0.00071685, 0.00059703, 0.00051244, 0.00043465, 0.0003616, 0.00028865, 0.00022704, 0.00019887, 0.00014042, 0.00011062, 0.00008632, 0.0000659, 0.00002712, 0.0000198, 0.00001703, 0.00000618, -0.00000987, 0.00001091, 0.00000013, -0.00001885, -0.00000961, -0.00001445, -0.00000878, -0.0000074, -0.00001202, 0.00000556, -0.00000053, 0.00000569, 0.00000422, 0.00000572, -0.00001123, -0.0000075, -0.00000416, 0.00000862, 0.00000491, 0.00000106, 0.00000136, 0.0000132, 0.00002551, 0.00000692, 0.00003273, 0.00001571, 0.0000323, 0.00003281, 0.00004162, 0.00002187, 0.00000232, 0.00002316, 0.00002844, 0.00003266, 0.00005513, 0.00001487, 0.00003617, 0.000042, 0.00006548, 0.00010995, 0.00010571, 0.00011357, 0.00011046, 0.00012258, 0.00008938, 0.00008847, 0.00009534, 0.00013588, 0.00012841, 0.000139, 0.00013072, 0.00013307, 0.00017482, 0.00017709, 0.00019823, 0.000167, 0.00021128, 0.00019146, 0.00021614, 0.00020981, 0.00021487, 0.00023433, 0.00023203, 0.00023349, 0.0002713, 0.00026427, 0.00024357, 0.00023727, 0.00024522, 0.00025633, 0.00024101, 0.00025006, 0.00028799, 0.00029935, 0.00030887, 0.00033609, 0.00035979, 0.00033388, 0.00038715, 0.00035092, 0.0003367, 0.00034367, 0.00035856, 0.00033134, 0.0003409, 0.00036168, 0.00033919, 0.00033608, 0.00036538, 0.00035038, 0.00034959, 0.00032838, 0.00036052, 0.00036325, 0.00038293, 0.00037118, 0.00036519, 0.0003891, 0.00038998, 0.00038512, 0.00037724, 0.00038914, 0.00040171, 0.00041734, 0.00040417, 0.00040155, 0.00043638, 0.00044975, 0.00043149, 0.00043165, 0.00047302, 0.00046129, 0.00048538, 0.00047105, 0.00045477, 0.00046513, 0.00047292, 0.00049133, 0.0004565, 0.00051061, 0.00047451, 0.00047528, 0.00047207, 0.00044592, 0.00049939, 0.00050121, 0.00047756, 0.00054031, 0.00048255, 0.00051205, 0.00055229, 0.00052627, 0.00050341, 0.00047841, 0.00047147, 0.00051108, 0.00048934, 0.00048698, 0.00048699, 0.00047204, 0.00047728, 0.00047945, 0.00057666, 0.00057611, 0.00054432, 0.00060854, 0.00062917, 0.00064744, 0.00062365, 0.00054131, 0.00062655, 0.0005691, 0.0006226, 0.00062019, 0.00059339, 0.00048966, 0.00052446, 0.00056517, 0.00054307, 0.00064933, 0.00061565, 0.00053052, 0.0005294, 0.00066099, 0.00055377, 0.00064034, 0.00060711, 0.0006406, 0.00063361, 0.00061536, 0.00076464, 0.00075735, 0.00077427, 0.00078838, 0.00074032, 0.00064546, 0.00067074, 0.00064694, 0.00061842, 0.00067816, 0.00072621, 0.0006724, 0.00060491, 0.00072425, 0.0007001, 0.0007254, 0.00066943, 0.00074544, 0.00094327, 0.00082036, 0.0008251]
NUTNRB | 2012-11-09 |  | A00086 | 243 | CC_eswa | [0.00644006, 0.01770282, 0.00101509, 0.00987918, 0.03250339, 0.0192799, 0.02182636, 0.01700726, 0.0147922, 0.01505573, 0.01937609, 0.0256531, 0.04127155, 0.05573724, 0.05829132, 0.06108243, 0.06751207, 0.06845177, 0.07039376, 0.07015837, 0.06774239, 0.0622965, 0.05605222, 0.05023061, 0.04382809, 0.03770567, 0.0318994, 0.0266643, 0.02217395, 0.01816291, 0.0147732, 0.01187158, 0.00945281, 0.00745696, 0.00589203, 0.00460314, 0.00358172, 0.00275901, 0.00214743, 0.00167701, 0.00130689, 0.00102508, 0.0008181, 0.0006613, 0.00053408, 0.00042618, 0.00036147, 0.00029696, 0.0002493, 0.00019925, 0.00018286, 0.00015237, 0.00012404, 0.00010792, 0.00008912, 0.00007735, 0.00006547, 0.0000549, 0.00003378, 0.00003459, 0.00003522, 0.00003064, 0.00000802, 0.0000066, 0.00002033, 0.00001397, -0.00000589, -0.00001837, 0.00002187, -0.00001076, -0.00000767, -0.00002429, -0.00000044, -0.0000087, -0.00000511, -0.00002287, -0.0000056, -0.00000013, -0.00000279, 0.00000116, 0.0000069, 0.00000942, 0.00000483, 0.00001323, 0.00000272, 0.00000946, -0.00000589, -0.00001119, -0.00001155, 0.00000411, 0.00003991, -0.0000149, 0.00001013, 0.00000734, 0.00003835, 0.00002652, 0.00006224, 0.00006498, 0.00003478, 0.00002953, 0.0000547, 0.00003918, 0.00005475, 0.00003085, 0.00001132, 0.0000527, 0.00003568, 0.00004955, 0.00001985, 0.00004526, 0.00006515, 0.00008904, 0.00006126, 0.00005841, 0.00008066, 0.00009207, 0.00010386, 0.0000821, 0.00007114, 0.00008617, 0.00011764, 0.00007633, 0.00009738, 0.00012237, 0.00012421, 0.0001214, 0.00009928, 0.00011842, 0.0001382, 0.0000974, 0.00011078, 0.0001283, 0.00016965, 0.0001673, 0.00016988, 0.00016135, 0.00021854, 0.00017751, 0.00017928, 0.00014803, 0.000175, 0.00015617, 0.00016888, 0.00014412, 0.00019536, 0.0002177, 0.00017474, 0.00018581, 0.00023695, 0.00025679, 0.00023436, 0.00024055, 0.00026645, 0.00025536, 0.00026144, 0.00024609, 0.00024997, 0.00027449, 0.00027576, 0.00025224, 0.00025991, 0.00030961, 0.00029956, 0.00034076, 0.00028037, 0.00034161, 0.00033479, 0.00033258, 0.00032318, 0.00035644, 0.00034332, 0.00032768, 0.00034446, 0.0003482, 0.00040181, 0.00033881, 0.00035379, 0.00032959, 0.00034453, 0.00038932, 0.00035175, 0.00036435, 0.0003833, 0.00041319, 0.00032924, 0.00038216, 0.00045858, 0.0004414, 0.00046548, 0.00039111, 0.00045531, 0.0004463, 0.00042785, 0.00043346, 0.00040407, 0.00035188, 0.0004041, 0.00040532, 0.00034507, 0.00044722, 0.0005229, 0.00049522, 0.00054972, 0.00056328, 0.00056641, 0.00055454, 0.00051308, 0.00054818, 0.00054645, 0.00056328, 0.00047139, 0.00046922, 0.00048192, 0.00048364, 0.00053808, 0.00043432, 0.00062018, 0.00058793, 0.00057836, 0.0005104, 0.00065456, 0.00060535, 0.00062518, 0.00060526, 0.00060694, 0.00079989, 0.00069693, 0.00071297, 0.00060707, 0.00069079, 0.00061798, 0.00065525, 0.00063944, 0.00068337, 0.0007274, 0.00066277, 0.00051646, 0.00064457, 0.00068673, 0.00061262, 0.00070598, 0.00076703, 0.00081436, 0.00077271, 0.00064173, 0.00075629, 0.00084056, 0.00083155, 0.00066739, 0.00074952, 0.00086184, 0.00089262, 0.00070513, 0.00065799, 0.00088742, 0.00089277]
NUTNRB | 2012-11-09 |  | A00086 | 243 | CC_di | [25.50021786, 26.31503268, 28.5372549, 32.5372549, 33.98169935, 35.68540305, 35.94466231, 38.09281046, 38.61132898, 44.5372549, 56.75947712, 112.87058824, 297.57429194, 754.35206972, 1718.68540305, 3272.94466231, 5390.38910675, 7766.27799564, 10177.7965141599, 12454.7965141599, 14647.72244009, 16736.27799564, 18743.68540305, 20579.8335512, 22217.5372549, 23553.64836601, 24432.16688453, 24797.87058824, 24709.8335512, 24224.87058824, 23449.35206972, 22568.16688453, 21720.68540305, 20982.35206972, 20434.98169935, 20105.01873638, 20001.35206972, 20134.61132898, 20504.38910675, 21098.75947712, 21933.31503268, 22981.87058824, 24194.68540305, 25543.90762527, 26998.35206972, 28436.38910675, 29781.38910675, 30926.94466231, 31755.24095861, 32193.35206972, 32154.98169935, 31678.46318083, 30818.35206972, 29596.35206972, 28179.12984749, 26698.01873638, 25211.31503268, 23796.09281046, 22560.68540305, 21457.46318083, 20528.42614379, 19760.5372549, 19156.31503268, 18738.05577342, 18456.01873638, 18315.09281046, 18324.20392157, 18468.27799564, 18734.38910675, 19140.8335512, 19656.05577342, 20243.05577342, 20907.46318083, 21578.38910675, 22242.24095861, 22855.98169935, 23353.27799564, 23671.8335512, 23797.42614379, 23665.75947712, 23294.12984749, 22693.8335512, 21885.61132898, 20904.42614379, 19805.90762527, 18666.12984749, 17531.5372549, 16459.27799564, 15422.31503268, 14491.31503268, 13671.42614379, 12930.98169935, 12293.94466231, 11748.16688453, 11292.87058824, 10923.8335512, 10636.16688453, 10411.57429194, 10269.64836601, 10194.98169935, 10163.61132898, 10212.7965141599, 10314.12984749, 10475.24095861, 10700.50021786, 10979.20392157, 11306.61132898, 11678.72244009, 12079.90762527, 12497.27799564, 12933.64836601, 13349.57429194, 13738.57429194, 14079.20392157, 14348.90762527, 14530.7965141599, 14629.5372549, 14619.5372549, 14509.35206972, 14313.61132898, 14033.16688453, 13699.46318083, 13320.90762527, 12918.87058824, 12503.20392157, 12103.16688453, 11707.90762527, 11332.7965141599, 10998.01873638, 10682.31503268, 10400.57429194, 10136.42614379, 9907.09281046, 9720.27799564, 9542.20392157, 9390.8335512, 9273.75947712, 9174.94466231, 9084.57429194, 9022.90762527, 8977.20392157, 8947.35206972, 8938.57429194, 8955.57429194, 8977.42614379, 9030.75947712, 9089.31503268, 9166.05577342, 9254.61132898, 9365.46318083, 9491.72244009, 9630.8335512, 9770.38910675, 9927.79651415999, 10085.16688453, 10245.61132898, 10398.24095861, 10559.09281046, 10700.87058824, 10839.35206972, 10956.5372549, 11050.90762527, 11126.35206972, 11162.87058824, 11149.20392157, 11101.16688453, 11007.46318083, 10861.61132898, 10675.31503268, 10440.87058824, 10176.8335512, 9891.61132898, 9592.98169935, 9297.24095861, 8999.98169935, 8685.68540305, 8384.42614379, 8100.8335512, 7814.72244009, 7548.09281046, 7278.79651415999, 7022.38910675, 6765.42614379, 6522.57429194, 6283.79651415999, 6051.12984749, 5833.94466231, 5616.98169935, 5412.72244009, 5223.79651415999, 5042.42614379, 4880.27799564, 4732.8335512, 4591.90762527, 4459.27799564, 4344.57429194, 4226.64836601, 4124.50021786, 4038.46318083, 3957.20392157, 3882.8335512, 3816.68540305, 3756.50021786, 3705.68540305, 3655.87058824, 3614.09281046, 3576.12984749, 3551.35206972, 3524.42614379, 3501.57429194, 3483.01873638, 3470.72244009, 3466.90762527, 3460.50021786, 3467.38910675, 3475.72244009, 3493.68540305, 3513.72244009, 3547.27799564, 3574.38910675, 3588.09281046, 3595.31503268, 3597.98169935, 3601.61132898, 3609.68540305, 3622.94466231, 3634.72244009, 3655.98169935, 3668.79651415999, 3683.94466231, 3694.64836601, 3700.72244009, 3717.75947712, 3738.09281046, 3725.75947712, 3678.94466231, 3612.94466231, 3555.16688453, 3499.79651415999, 3435.79651415999, 3372.68540305, 3313.27799564, 3246.5372549, 3193.90762527, 3136.8335512, 3082.61132898, 3016.35206972, 2948.42614379, 2901.24095861, 2873.12984749, 2819.12984749, 2684.90762527, 2470.27799564, 2197.35206972, 1917.64836601, 1917.64836601]
NUTNRB | 2012-11-09 |  | A00087 | 244 | CC_lower_wavelength_limit_for_spectra_fit | 217 | Constant | From CE06ISSM-00001
NUTNRB | 2012-11-09 |  | A00087 | 244 | CC_upper_wavelength_limit_for_spectra_fit | 240 | Constant
NUTNRB | 2012-11-09 |  | A00087 | 244 | CC_cal_temp | 20.0113
NUTNRB | 2012-11-09 |  | A00087 | 244 | CC_wl | [189.94, 190.73, 191.52, 192.31, 193.1, 193.89, 194.68, 195.47, 196.26, 197.05, 197.84, 198.63, 199.43, 200.22, 201.01, 201.8, 202.6, 203.39, 204.19, 204.98, 205.77, 206.57, 207.36, 208.16, 208.95, 209.75, 210.55, 211.34, 212.14, 212.94, 213.73, 214.53, 215.33, 216.13, 216.92, 217.72, 218.52, 219.32, 220.12, 220.92, 221.72, 222.52, 223.32, 224.12, 224.92, 225.72, 226.52, 227.32, 228.12, 228.92, 229.72, 230.53, 231.33, 232.13, 232.93, 233.73, 234.54, 235.34, 236.14, 236.95, 237.75, 238.55, 239.36, 240.16, 240.97, 241.77, 242.58, 243.38, 244.19, 244.99, 245.8, 246.6, 247.41, 248.21, 249.02, 249.83, 250.63, 251.44, 252.25, 253.05, 253.86, 254.67, 255.48, 256.28, 257.09, 257.9, 258.71, 259.51, 260.32, 261.13, 261.94, 262.75, 263.56, 264.37, 265.17, 265.98, 266.79, 267.6, 268.41, 269.22, 270.03, 270.84, 271.65, 272.46, 273.27, 274.08, 274.89, 275.7, 276.51, 277.33, 278.14, 278.95, 279.76, 280.57, 281.38, 282.19, 283.0, 283.81, 284.63, 285.44, 286.25, 287.06, 287.87, 288.69, 289.5, 290.31, 291.12, 291.93, 292.75, 293.56, 294.37, 295.18, 296.0, 296.81, 297.62, 298.43, 299.25, 300.06, 300.87, 301.69, 302.5, 303.31, 304.12, 304.94, 305.75, 306.56, 307.38, 308.19, 309.0, 309.82, 310.63, 311.44, 312.26, 313.07, 313.88, 314.7, 315.51, 316.32, 317.14, 317.95, 318.76, 319.58, 320.39, 321.21, 322.02, 322.83, 323.65, 324.46, 325.27, 326.09, 326.9, 327.71, 328.53, 329.34, 330.15, 330.97, 331.78, 332.59, 333.41, 334.22, 335.03, 335.85, 336.66, 337.47, 338.28, 339.1, 339.91, 340.72, 341.54, 342.35, 343.16, 343.98, 344.79, 345.6, 346.41, 347.23, 348.04, 348.85, 349.66, 350.47, 351.29, 352.1, 352.91, 353.72, 354.53, 355.35, 356.16, 356.97, 357.78, 358.59, 359.4, 360.22, 361.03, 361.84, 362.65, 363.46, 364.27, 365.08, 365.89, 366.7, 367.51, 368.32, 369.13, 369.94, 370.75, 371.56, 372.37, 373.18, 373.99, 374.8, 375.61, 376.42, 377.23, 378.04, 378.85, 379.66, 380.46, 381.27, 382.08, 382.89, 383.7, 384.5, 385.31, 386.12, 386.93, 387.73, 388.54, 389.35, 390.15, 390.96, 391.77, 392.57, 393.38, 394.19, 394.99, 395.8]
NUTNRB | 2012-11-09 |  | A00087 | 244 | CC_eno3 | [0.01053692, -0.00030093, -0.00029739, -0.00029385, -0.00029031, 0.00609504, -0.00028324, -0.0002797, 0.00042456, 0.0103766, -0.00026908, -0.00026554, -0.00698309, 0.00612339, 0.00640182, 0.00040688, -0.00478326, 0.00382396, 0.00095369, 0.00194166, 0.00294101, 0.00447476, 0.0064947, 0.00641245, 0.00662208, 0.00672543, 0.00670566, 0.00690354, 0.00662001, 0.00625144, 0.00600605, 0.00566458, 0.00531307, 0.00495884, 0.00461736, 0.00428576, 0.00393415, 0.00357045, 0.00326183, 0.00293674, 0.0026601, 0.00238507, 0.00212641, 0.00190583, 0.00167739, 0.00148341, 0.00129424, 0.00112959, 0.00098425, 0.00083606, 0.000717, 0.00060179, 0.00050778, 0.00043349, 0.0003362, 0.00028673, 0.00023093, 0.00017064, 0.00014811, 0.00010999, 0.00008806, 0.00006265, 0.00004815, 0.00003794, 0.00002161, 0.00000847, 0.00000553, -0.00000695, -0.00001175, -0.0000157, -0.00000246, -0.00001056, -0.00001221, -0.00001383, -0.00000427, -0.00000518, -0.00001106, -0.00001486, -0.00000472, -0.00000691, -0.00000059, -0.00000618, -0.00000394, 0.00000595, 0.0000052, 0.00001217, 0.00000654, 0.00002777, 0.00002532, 0.0000311, 0.00003405, 0.00005194, 0.00005906, 0.00005078, 0.00005322, 0.0000269, 0.00005001, 0.00006227, 0.00005219, 0.00007537, 0.00008635, 0.0000928, 0.00006482, 0.00006837, 0.00007887, 0.00009271, 0.00009356, 0.00008324, 0.00008402, 0.00010968, 0.00010365, 0.00011534, 0.00011869, 0.00011027, 0.00012139, 0.00011695, 0.00011304, 0.00012899, 0.00013896, 0.0001527, 0.00015022, 0.00014006, 0.00016966, 0.00016991, 0.00016982, 0.00016768, 0.00015394, 0.00016834, 0.00017967, 0.000169, 0.00015954, 0.00016503, 0.00018243, 0.00020017, 0.00019897, 0.00022711, 0.00023824, 0.00024625, 0.00020783, 0.00020743, 0.00022126, 0.00023096, 0.00021108, 0.00021875, 0.00022131, 0.00022487, 0.00023922, 0.00025903, 0.00025458, 0.00026918, 0.00026583, 0.00026808, 0.00025067, 0.00029142, 0.00028396, 0.00027599, 0.00028535, 0.00029124, 0.00029888, 0.00028232, 0.00028006, 0.00030525, 0.00032218, 0.0003094, 0.00028552, 0.00030702, 0.00031791, 0.00031848, 0.00029178, 0.00030636, 0.00031771, 0.00030672, 0.00031225, 0.00030293, 0.00028603, 0.00032385, 0.00034885, 0.00034324, 0.00033177, 0.00031361, 0.00034688, 0.00034769, 0.00034672, 0.00037691, 0.00039777, 0.00040469, 0.00037973, 0.00037097, 0.00041833, 0.00040774, 0.00042043, 0.00040441, 0.00043883, 0.00041945, 0.0004033, 0.00035348, 0.00042282, 0.0004025, 0.00041601, 0.00038413, 0.00040022, 0.00047449, 0.00050025, 0.00041295, 0.00040546, 0.00045863, 0.00050154, 0.00043533, 0.00047287, 0.00046526, 0.00047749, 0.00050412, 0.0004935, 0.00044554, 0.00049777, 0.0004814, 0.00042228, 0.00046876, 0.00047809, 0.00042579, 0.00039052, 0.00049183, 0.00038688, 0.00049349, 0.00052229, 0.00048111, 0.00057469, 0.00059505, 0.0006245, 0.00052081, 0.00049038, 0.00052521, 0.00053452, 0.00049791, 0.00051303, 0.00052219, 0.00059329, 0.00054962, 0.00058703, 0.00050038, 0.00052508, 0.00057367, 0.00049996, 0.00058463, 0.00054642, 0.00067133, 0.00065827, 0.00067817, 0.00060001, 0.00066189, 0.00062332, 0.00059127, 0.00053264, 0.00062367, 0.00059473, 0.00059836]
NUTNRB | 2012-11-09 |  | A00087 | 244 | CC_eswa | [-0.01187007, -0.00043944, -0.00043516, -0.00043089, -0.00042662, 0.01503395, 0.02528683, -0.00041381, 0.00600388, 0.00600815, 0.01411136, 0.01063072, 0.04220329, 0.03837768, 0.05211438, 0.06613691, 0.06753605, 0.07099124, 0.06985446, 0.07407156, 0.0700234, 0.06843979, 0.06365315, 0.05792811, 0.05076133, 0.04381933, 0.03720507, 0.03103915, 0.02566365, 0.02104402, 0.01704366, 0.01375657, 0.0110084, 0.00872058, 0.00685332, 0.00539066, 0.00424774, 0.00331248, 0.00258963, 0.0020263, 0.00160766, 0.00127025, 0.00100364, 0.00079613, 0.00065352, 0.00052542, 0.00043669, 0.00036564, 0.00030711, 0.00026857, 0.00022656, 0.00019826, 0.00015336, 0.00012957, 0.00012366, 0.00009609, 0.00006926, 0.00007149, 0.00005785, 0.00003711, 0.00001884, 0.00001928, 0.00002041, 0.00001305, -0.00000573, 0.00000917, 0.00000138, 0.00001299, -0.00000648, -0.00000026, -0.00001143, 0.00000743, -0.00001488, -0.00001081, -0.00001332, -0.00000689, 0.00000422, -0.00000495, -0.00001209, 0.00000974, 0.00000757, 0.000005, 0.00000872, 0.00000174, 0.00002299, 0.0000004, -0.00000754, -0.00001002, -0.00000635, -0.00000654, -0.00000943, -0.00002524, -0.00001042, 0.00000484, 0.00000022, 0.00001654, 0.00000699, 0.00001781, 0.00002532, -0.00001504, 0.00001799, 0.00001085, 0.00002084, 0.00003722, 0.00002377, 0.00002765, 0.00004393, 0.0000612, 0.00004854, 0.00001827, 0.00003794, 0.00004999, 0.00003122, 0.00004253, 0.00004615, 0.00006426, 0.00005017, 0.00005912, 0.00006021, 0.00005107, 0.00006676, 0.0000699, 0.00005646, 0.00007315, 0.00008282, 0.00006649, 0.00008767, 0.00006464, 0.00008349, 0.00010639, 0.0001117, 0.00012885, 0.000119, 0.00013172, 0.00010676, 0.00007137, 0.00009524, 0.00013428, 0.00009362, 0.00014427, 0.00011877, 0.00015314, 0.00015884, 0.0001646, 0.00016788, 0.00019167, 0.00018296, 0.00014633, 0.00017225, 0.00015992, 0.00019083, 0.00017106, 0.00019907, 0.00016814, 0.00018388, 0.00020567, 0.00019577, 0.00019335, 0.00021959, 0.00022915, 0.00021242, 0.0002109, 0.00017679, 0.00021536, 0.00022127, 0.0002302, 0.00024021, 0.00023624, 0.00024932, 0.00025496, 0.0002664, 0.0002891, 0.00029062, 0.00031262, 0.0003171, 0.00029648, 0.00031013, 0.00028523, 0.00029584, 0.00031182, 0.00029304, 0.00031147, 0.00029597, 0.000279, 0.00028244, 0.00028377, 0.00028298, 0.00032462, 0.00027413, 0.00030377, 0.00029084, 0.00028957, 0.00032528, 0.00029241, 0.00041065, 0.00038684, 0.00036181, 0.00042444, 0.00042596, 0.00041188, 0.00038771, 0.0003403, 0.00033684, 0.00044185, 0.00043288, 0.00042375, 0.00038714, 0.00041488, 0.00043281, 0.00047164, 0.00043434, 0.00039332, 0.00046394, 0.00049621, 0.00042054, 0.00045627, 0.00047801, 0.00043413, 0.00046307, 0.00045043, 0.00058106, 0.00045993, 0.00060325, 0.00051256, 0.00052372, 0.00054172, 0.00052902, 0.00045135, 0.0004588, 0.0004938, 0.00059819, 0.00056113, 0.00052704, 0.00061881, 0.00053212, 0.00057504, 0.00054333, 0.00049554, 0.00052018, 0.00051526, 0.00053744, 0.00048768, 0.0006291, 0.00057527, 0.00057434, 0.00048577, 0.00053673, 0.00055304, 0.0006342, 0.00047294, 0.0006284, 0.00059838, 0.0006311, 0.00051031, 0.00049309, 0.00049747]
NUTNRB | 2012-11-09 |  | A00087 | 244 | CC_di | [14.55918664, 11.85548293, 7.37400145, 16.2258533, 14.2258533, 10.63326071, 12.67029775, 17.15177923, 16.29992738, 14.5221496, 18.85548293, 28.5221496, 62.11474219, 212.63326071, 616.44807553, 1490.41103849, 3029.70733479, 5271.33696442, 7994.29992738, 10840.33696442, 13512.07770516, 15819.8184459, 17651.5221496, 18959.55918664, 19707.15177923, 19912.04066812, 19697.33696442, 19160.00363108, 18459.29992738, 17744.55918664, 17121.89251997, 16636.92955701, 16341.07770516, 16243.67029775, 16348.85548293, 16674.29992738, 17196.59622367, 17926.48511256, 18880.2258533, 20005.63326071, 21268.29992738, 22654.59622367, 24070.41103849, 25436.85548293, 26678.18881627, 27670.00363108, 28357.2258533, 28673.11474219, 28576.8184459, 28121.96659405, 27397.07770516, 26458.55918664, 25437.33696442, 24413.26289034, 23439.2258533, 22596.18881627, 21858.5221496, 21261.92955701, 20798.33696442, 20466.04066812, 20248.55918664, 20175.74437182, 20220.29992738, 20380.63326071, 20673.85548293, 21097.48511256, 21631.63326071, 22293.15177923, 23045.78140886, 23871.67029775, 24735.78140886, 25591.48511256, 26394.48511256, 27099.18881627, 27605.85548293, 27899.44807553, 27927.5221496, 27648.44807553, 27082.92955701, 26281.78140886, 25237.26289034, 24054.00363108, 22782.59622367, 21481.37400145, 20205.8184459, 19004.33696442, 17889.07770516, 16878.63326071, 15983.78140886, 15185.41103849, 14505.41103849, 13931.63326071, 13443.74437182, 13057.37400145, 12755.2258533, 12530.89251997, 12389.04066812, 12317.07770516, 12309.96659405, 12378.41103849, 12511.44807553, 12701.04066812, 12955.29992738, 13264.41103849, 13621.37400145, 14024.37400145, 14445.41103849, 14883.15177923, 15331.78140886, 15741.8184459, 16110.59622367, 16417.04066812, 16631.11474219, 16748.29992738, 16752.41103849, 16649.11474219, 16431.89251997, 16122.67029775, 15728.44807553, 15282.07770516, 14802.11474219, 14293.15177923, 13802.55918664, 13321.33696442, 12869.11474219, 12446.48511256, 12070.48511256, 11727.44807553, 11430.5221496, 11161.18881627, 10928.15177923, 10731.89251997, 10563.96659405, 10416.70733479, 10306.74437182, 10213.67029775, 10146.59622367, 10099.5221496, 10074.11474219, 10066.33696442, 10088.63326071, 10118.63326071, 10180.96659405, 10257.07770516, 10347.85548293, 10453.37400145, 10578.78140886, 10711.89251997, 10860.8184459, 11016.41103849, 11175.26289034, 11347.11474219, 11511.26289034, 11667.48511256, 11833.07770516, 11981.96659405, 12118.8184459, 12237.70733479, 12345.48511256, 12418.11474219, 12472.96659405, 12496.70733479, 12471.55918664, 12422.85548293, 12306.07770516, 12141.2258533, 11948.70733479, 11706.41103849, 11429.37400145, 11122.15177923, 10787.78140886, 10441.04066812, 10088.2258533, 9735.37400145, 9388.11474219, 9049.07770516, 8698.96659405, 8364.37400145, 8043.74437182, 7733.89251997, 7432.33696442, 7138.67029775, 6863.78140886, 6605.15177923, 6348.89251997, 6110.33696442, 5897.67029775, 5689.26289034, 5492.26289034, 5305.92955701, 5139.96659405, 4986.44807553, 4842.37400145, 4714.85548293, 4594.85548293, 4486.59622367, 4381.59622367, 4285.00363108, 4200.15177923, 4125.59622367, 4053.44807553, 3994.48511256, 3938.37400145, 3885.59622367, 3837.29992738, 3806.07770516, 3769.92955701, 3740.70733479, 3718.18881627, 3700.07770516, 3691.11474219, 3673.11474219, 3672.00363108, 3671.33696442, 3677.04066812, 3682.15177923, 3694.11474219, 3708.15177923, 3731.44807553, 3750.55918664, 3769.89251997, 3786.04066812, 3779.85548293, 3769.5221496, 3761.37400145, 3750.5221496, 3746.55918664, 3737.33696442, 3728.26289034, 3720.70733479, 3707.44807553, 3691.85548293, 3676.00363108, 3666.26289034, 3652.33696442, 3618.07770516, 3556.85548293, 3488.04066812, 3413.78140886, 3337.55918664, 3269.26289034, 3193.44807553, 3122.67029775, 3052.85548293, 2987.85548293, 2930.70733479, 2874.48511256, 2813.11474219, 2750.44807553, 2699.29992738, 2667.96659405, 2630.96659405, 2543.59622367, 2379.18881627, 2164.07770516, 2164.07770516]
NUTNRB | 2015-06-01 |  | A00087 | 244 | CC_lower_wavelength_limit_for_spectra_fit | 217 | Constant | From CE02SHSM-00002
NUTNRB | 2015-06-01 |  | A00087 | 244 | CC_upper_wavelength_limit_for_spectra_fit | 240 | Constant
NUTNRB | 2015-06-01 |  | A00087 | 244 | CC_cal_temp | 19.98
NUTNRB | 2015-06-01 |  | A00087 | 244 | CC_wl | [189.94, 190.73, 191.52, 192.31, 193.10, 193.89, 194.68, 195.47, 196.26, 197.05, 197.84, 198.63, 199.43, 200.22, 201.01, 201.80, 202.60, 203.39, 204.19, 204.98, 205.77, 206.57, 207.36, 208.16, 208.95, 209.75, 210.55, 211.34, 212.14, 212.94, 213.73, 214.53, 215.33, 216.13, 216.92, 217.72, 218.52, 219.32, 220.12, 220.92, 221.72, 222.52, 223.32, 224.12, 224.92, 225.72, 226.52, 227.32, 228.12, 228.92, 229.72, 230.53, 231.33, 232.13, 232.93, 233.73, 234.54, 235.34, 236.14, 236.95, 237.75, 238.55, 239.36, 240.16, 240.97, 241.77, 242.58, 243.38, 244.19, 244.99, 245.80, 246.60, 247.41, 248.21, 249.02, 249.83, 250.63, 251.44, 252.25, 253.05, 253.86, 254.67, 255.48, 256.28, 257.09, 257.90, 258.71, 259.51, 260.32, 261.13, 261.94, 262.75, 263.56, 264.37, 265.17, 265.98, 266.79, 267.60, 268.41, 269.22, 270.03, 270.84, 271.65, 272.46, 273.27, 274.08, 274.89, 275.70, 276.51, 277.33, 278.14, 278.95, 279.76, 280.57, 281.38, 282.19, 283.00, 283.81, 284.63, 285.44, 286.25, 287.06, 287.87, 288.69, 289.50, 290.31, 291.12, 291.93, 292.75, 293.56, 294.37, 295.18, 296.00, 296.81, 297.62, 298.43, 299.25, 300.06, 300.87, 301.69, 302.50, 303.31, 304.12, 304.94, 305.75, 306.56, 307.38, 308.19, 309.00, 309.82, 310.63, 311.44, 312.26, 313.07, 313.88, 314.70, 315.51, 316.32, 317.14, 317.95, 318.76, 319.58, 320.39, 321.21, 322.02, 322.83, 323.65, 324.46, 325.27, 326.09, 326.90, 327.71, 328.53, 329.34, 330.15, 330.97, 331.78, 332.59, 333.41, 334.22, 335.03, 335.85, 336.66, 337.47, 338.28, 339.10, 339.91, 340.72, 341.54, 342.35, 343.16, 343.98, 344.79, 345.60, 346.41, 347.23, 348.04, 348.85, 349.66, 350.47, 351.29, 352.10, 352.91, 353.72, 354.53, 355.35, 356.16, 356.97, 357.78, 358.59, 359.40, 360.22, 361.03, 361.84, 362.65, 363.46, 364.27, 365.08, 365.89, 366.70, 367.51, 368.32, 369.13, 369.94, 370.75, 371.56, 372.37, 373.18, 373.99, 374.80, 375.61, 376.42, 377.23, 378.04, 378.85, 379.66, 380.46, 381.27, 382.08, 382.89, 383.70, 384.50, 385.31, 386.12, 386.93, 387.73, 388.54, 389.35, 390.15, 390.96, 391.77, 392.57, 393.38, 394.19, 394.99, 395.80]
NUTNRB | 2015-06-01 |  | A00087 | 244 | CC_eno3 | [-0.00279194, -0.02294276, -0.01783607, 0.01156989, -0.00035446, 0.01325093, -0.00034709, -0.00034341, -0.00033973, -0.00033604, 0.00719339, -0.00032868, -0.00032495, -0.00032127, -0.00090461, 0.01297307, 0.00360948, 0.00493601, 0.00047310, 0.00096320, 0.00359222, 0.00221429, 0.00335508, 0.00513170, 0.00634484, 0.00659193, 0.00682074, 0.00666635, 0.00649292, 0.00624270, 0.00599056, 0.00566451, 0.00529884, 0.00498038, 0.00461988, 0.00426318, 0.00390841, 0.00357972, 0.00324492, 0.00295462, 0.00264717, 0.00237238, 0.00212748, 0.00189296, 0.00166932, 0.00146892, 0.00129619, 0.00113555, 0.00098193, 0.00084561, 0.00072373, 0.00061808, 0.00052319, 0.00043676, 0.00036783, 0.00030179, 0.00024684, 0.00019531, 0.00015088, 0.00011594, 0.00008679, 0.00006973, 0.00004846, 0.00003030, 0.00002526, 0.00000614, 0.00001051, -0.00000527, -0.00001252, -0.00001162, -0.00001136, -0.00001507, -0.00000888, -0.00001157, -0.00001161, -0.00001091, -0.00000286, -0.00000199, -0.00000207, -0.00000530, -0.00000514, 0.00000077, -0.00000011, 0.00000155, 0.00000212, 0.00000752, 0.00001733, 0.00001477, 0.00001697, 0.00002755, 0.00002403, 0.00001888, 0.00001502, 0.00003234, 0.00003243, 0.00003531, 0.00003713, 0.00003929, 0.00005040, 0.00004808, 0.00005789, 0.00004884, 0.00006564, 0.00006024, 0.00006057, 0.00007129, 0.00008321, 0.00008863, 0.00008328, 0.00009977, 0.00009903, 0.00010811, 0.00011002, 0.00011574, 0.00011308, 0.00012732, 0.00013184, 0.00013383, 0.00013307, 0.00013436, 0.00014328, 0.00013639, 0.00014439, 0.00013944, 0.00015119, 0.00015563, 0.00015795, 0.00016618, 0.00018367, 0.00019006, 0.00019339, 0.00018804, 0.00019768, 0.00019476, 0.00021679, 0.00019747, 0.00020667, 0.00020028, 0.00020842, 0.00021486, 0.00021618, 0.00023787, 0.00024053, 0.00023906, 0.00023912, 0.00024149, 0.00023673, 0.00024848, 0.00025533, 0.00024684, 0.00026413, 0.00027955, 0.00027200, 0.00027992, 0.00029558, 0.00028987, 0.00028165, 0.00028341, 0.00028261, 0.00028739, 0.00029086, 0.00029731, 0.00029037, 0.00029911, 0.00030542, 0.00031551, 0.00032112, 0.00032553, 0.00033977, 0.00033892, 0.00034496, 0.00033913, 0.00034944, 0.00034293, 0.00035169, 0.00034504, 0.00035499, 0.00035631, 0.00036779, 0.00035692, 0.00036516, 0.00036425, 0.00037756, 0.00037873, 0.00036898, 0.00037738, 0.00037743, 0.00039487, 0.00040093, 0.00039732, 0.00044600, 0.00041551, 0.00041075, 0.00040539, 0.00045144, 0.00042515, 0.00039716, 0.00039561, 0.00040199, 0.00044592, 0.00043194, 0.00040618, 0.00041902, 0.00040986, 0.00046111, 0.00043596, 0.00046520, 0.00049496, 0.00046208, 0.00044511, 0.00043489, 0.00045294, 0.00045436, 0.00045346, 0.00042886, 0.00045622, 0.00049756, 0.00048003, 0.00050455, 0.00048941, 0.00052516, 0.00054240, 0.00053952, 0.00049515, 0.00052658, 0.00051899, 0.00054589, 0.00052900, 0.00052357, 0.00057831, 0.00056609, 0.00058866, 0.00055541, 0.00059459, 0.00055150, 0.00052000, 0.00054309, 0.00051783, 0.00058438, 0.00058953, 0.00053146, 0.00058631, 0.00060759, 0.00058753, 0.00061802, 0.00056163, 0.00061034, 0.00063343, 0.00057040, 0.00059970, 0.00060699, 0.00059170, 0.00058259, 0.00059019, 0.00061451, 0.00061829]
NUTNRB | 2015-06-01 |  | A00087 | 244 | CC_eswa | [0.02784402, 0.03086460, 0.02822611, 0.01044549, -0.00071270, 0.01098350, -0.00070178, 0.01642250, -0.00069087, -0.00068541, 0.03120983, 0.02598239, 0.05209576, 0.06130399, 0.06491337, 0.06553236, 0.07278606, 0.07314271, 0.07396574, 0.07195689, 0.07078568, 0.06895291, 0.06338856, 0.05713634, 0.05032044, 0.04345797, 0.03688281, 0.03078169, 0.02547810, 0.02082608, 0.01684117, 0.01352076, 0.01077056, 0.00850042, 0.00667805, 0.00519885, 0.00404807, 0.00314826, 0.00241669, 0.00186576, 0.00144217, 0.00112669, 0.00086410, 0.00066977, 0.00053313, 0.00041851, 0.00033643, 0.00026114, 0.00021697, 0.00017254, 0.00014269, 0.00011659, 0.00010094, 0.00007917, 0.00006515, 0.00005567, 0.00004930, 0.00003766, 0.00003012, 0.00003580, 0.00002365, 0.00002471, 0.00001896, 0.00001328, 0.00000652, 0.00000753, -0.00000763, -0.00000193, -0.00000049, -0.00000531, -0.00000317, 0.00000056, 0.00000207, -0.00000292, -0.00000294, -0.00000583, -0.00000654, -0.00000430, -0.00001030, -0.00000162, -0.00000031, 0.00000487, -0.00000306, 0.00000203, 0.00000817, 0.00000266, 0.00000357, 0.00000509, 0.00000583, 0.00000136, -0.00000085, 0.00001234, 0.00002238, 0.00001658, 0.00002140, 0.00001724, 0.00002111, 0.00001433, 0.00002429, 0.00002983, 0.00001878, 0.00003564, 0.00002672, 0.00004705, 0.00005413, 0.00004526, 0.00003955, 0.00004691, 0.00005349, 0.00004662, 0.00004016, 0.00005075, 0.00004811, 0.00005648, 0.00005478, 0.00006572, 0.00007076, 0.00006734, 0.00007481, 0.00007977, 0.00008705, 0.00010094, 0.00008728, 0.00011058, 0.00009945, 0.00011628, 0.00011587, 0.00011863, 0.00010877, 0.00011079, 0.00013007, 0.00012308, 0.00012642, 0.00013592, 0.00012408, 0.00014067, 0.00013576, 0.00013724, 0.00015708, 0.00014930, 0.00016574, 0.00016615, 0.00018791, 0.00018898, 0.00018408, 0.00019916, 0.00021113, 0.00019842, 0.00021004, 0.00023250, 0.00021815, 0.00022207, 0.00023059, 0.00023636, 0.00022499, 0.00023956, 0.00024316, 0.00024440, 0.00025825, 0.00026642, 0.00025194, 0.00027776, 0.00027874, 0.00027088, 0.00028224, 0.00029165, 0.00030162, 0.00029912, 0.00031421, 0.00032391, 0.00030784, 0.00032049, 0.00032771, 0.00034862, 0.00033277, 0.00035227, 0.00035190, 0.00037274, 0.00038319, 0.00036657, 0.00037366, 0.00040066, 0.00039063, 0.00040068, 0.00043344, 0.00040310, 0.00043881, 0.00042428, 0.00039520, 0.00039984, 0.00038415, 0.00040417, 0.00042050, 0.00042212, 0.00040515, 0.00046517, 0.00044778, 0.00046026, 0.00049020, 0.00048794, 0.00054948, 0.00049287, 0.00052377, 0.00052586, 0.00051678, 0.00051811, 0.00043356, 0.00045325, 0.00048997, 0.00051862, 0.00054154, 0.00054764, 0.00056744, 0.00061017, 0.00062434, 0.00059537, 0.00054965, 0.00051545, 0.00052639, 0.00052886, 0.00051758, 0.00052031, 0.00060050, 0.00057870, 0.00056223, 0.00059580, 0.00062359, 0.00061003, 0.00065477, 0.00058215, 0.00059070, 0.00055983, 0.00059093, 0.00061356, 0.00067892, 0.00069705, 0.00064625, 0.00070388, 0.00068735, 0.00065799, 0.00066810, 0.00067512, 0.00066876, 0.00070269, 0.00069263, 0.00066418, 0.00073509, 0.00070962, 0.00078105, 0.00074677, 0.00074551, 0.00079535, 0.00085893, 0.00081611, 0.00079275, 0.00079835]
NUTNRB | 2015-06-01 |  | A00087 | 244 | CC_di | [15.24604212, 13.39419027, 14.28307916, 16.57937545, 15.94974582, 17.57937545, 20.09789397, 21.35715323, 20.98678286, 19.65344953, 31.32011619, 64.80159768, 202.32011619, 635.13493101, 1666.98678286, 3616.50530138, 6626.43122731, 10425.28307916, 14482.65344953, 18297.06085694, 21619.20900508, 24347.43122731, 26424.65344953, 27816.83863471, 28505.80159768, 28494.76456064, 27950.20900508, 26985.46826434, 25811.39419027, 24628.17196805, 23581.09789397, 22749.46826434, 22188.24604212, 21910.54233842, 21920.65344953, 22238.13493101, 22840.43122731, 23725.39419027, 24911.09789397, 26352.06085694, 28009.24604212, 29852.06085694, 31771.24604212, 33677.65344953, 35462.13493101, 36954.83863471, 38067.94974582, 38718.69048656, 38814.57937545, 38404.32011619, 37588.83863471, 36429.09789397, 35107.39419027, 33741.35715323, 32415.39419027, 31235.83863471, 30187.39419027, 29318.61641249, 28633.24604212, 28124.87567175, 27776.46826434, 27612.50530138, 27613.28307916, 27778.09789397, 28123.32011619, 28639.35715323, 29305.43122731, 30158.91270879, 31143.43122731, 32224.91270879, 33379.98678286, 34547.28307916, 35659.35715323, 36654.65344953, 37414.80159768, 37899.17196805, 38040.80159768, 37778.24604212, 37123.24604212, 36125.61641249, 34786.43122731, 33223.76456064, 31510.17196805, 29739.50530138, 27984.83863471, 26314.72752360, 24742.50530138, 23322.65344953, 22056.65344953, 20921.24604212, 19950.32011619, 19123.24604212, 18413.61641249, 17847.98678286, 17404.24604212, 17061.57937545, 16834.87567175, 16707.91270879, 16666.02381990, 16729.39419027, 16870.17196805, 17098.98678286, 17417.06085694, 17807.94974582, 18262.09789397, 18782.09789397, 19343.61641249, 19920.13493101, 20514.43122731, 21071.32011619, 21582.65344953, 22010.46826434, 22325.57937545, 22513.02381990, 22558.50530138, 22448.09789397, 22193.43122731, 21808.06085694, 21302.72752360, 20715.98678286, 20076.76456064, 19390.61641249, 18722.72752360, 18061.09789397, 17432.80159768, 16844.65344953, 16315.09789397, 15830.57937545, 15402.02381990, 15012.13493101, 14677.28307916, 14390.76456064, 14135.65344953, 13914.83863471, 13744.57937545, 13593.09789397, 13472.65344953, 13388.65344953, 13330.50530138, 13294.09789397, 13294.50530138, 13312.76456064, 13370.80159768, 13446.28307916, 13535.72752360, 13648.98678286, 13797.87567175, 13947.28307916, 14111.69048657, 14299.72752360, 14487.43122731, 14693.06085694, 14892.80159768, 15090.57937545, 15288.02381990, 15475.06085694, 15641.06085694, 15792.72752360, 15929.13493101, 16024.02381990, 16096.57937545, 16124.13493101, 16105.43122731, 16041.57937545, 15908.87567175, 15703.61641249, 15459.13493101, 15150.17196805, 14800.39419027, 14405.87567175, 13976.87567175, 13531.43122731, 13075.32011619, 12617.54233842, 12160.80159768, 11718.83863471, 11263.28307916, 10820.76456064, 10398.17196805, 9993.61641249, 9599.72752360, 9220.72752360, 8857.54233842, 8517.61641249, 8186.94974582, 7872.13493101, 7590.06085694, 7314.50530138, 7060.57937545, 6814.94974582, 6590.72752360, 6382.65344953, 6196.54233842, 6020.61641249, 5860.17196805, 5721.09789397, 5583.83863471, 5457.98678286, 5338.02381990, 5239.72752360, 5148.09789397, 5065.54233842, 4987.72752360, 4918.43122731, 4857.57937545, 4808.28307916, 4760.35715323, 4725.32011619, 4693.06085694, 4665.80159768, 4648.69048656, 4630.54233842, 4622.28307916, 4619.61641249, 4621.35715323, 4628.80159768, 4645.83863471, 4660.06085694, 4686.87567175, 4714.65344953, 4743.61641249, 4760.43122731, 4755.20900508, 4744.09789397, 4731.91270879, 4723.13493101, 4715.43122731, 4707.98678286, 4701.94974582, 4695.35715323, 4683.13493101, 4664.87567175, 4646.32011619, 4636.32011619, 4624.09789397, 4585.54233842, 4510.28307916, 4417.76456064, 4323.69048656, 4231.83863471, 4139.32011619, 4043.09789397, 3953.80159768, 3868.24604212, 3788.20900508, 3718.32011619, 3651.32011619, 3570.69048656, 3486.57937545, 3422.98678286, 3386.54233842, 3341.32011619, 3225.57937545, 3020.80159768, 2743.39419027, 2743.39419027]
NUTNRB | 2012-12-27 |  | A00122 | 253 | CC_lower_wavelength_limit_for_spectra_fit | 217 | Constant | From CE07SHSM-00001
NUTNRB | 2012-12-27 |  | A00122 | 253 | CC_upper_wavelength_limit_for_spectra_fit | 240 | Constant
NUTNRB | 2012-12-27 |  | A00122 | 253 | CC_cal_temp | 20.023
NUTNRB | 2012-12-27 |  | A00122 | 253 | CC_wl | [190.4, 191.18, 191.97, 192.75, 193.53, 194.32, 195.11, 195.89, 196.68, 197.46, 198.25, 199.04, 199.82, 200.61, 201.4, 202.18, 202.97, 203.76, 204.55, 205.34, 206.13, 206.92, 207.7, 208.49, 209.28, 210.07, 210.86, 211.65, 212.44, 213.23, 214.03, 214.82, 215.61, 216.4, 217.19, 217.98, 218.78, 219.57, 220.36, 221.15, 221.95, 222.74, 223.53, 224.33, 225.12, 225.91, 226.71, 227.5, 228.3, 229.09, 229.89, 230.68, 231.48, 232.27, 233.07, 233.86, 234.66, 235.46, 236.25, 237.05, 237.84, 238.64, 239.44, 240.24, 241.03, 241.83, 242.63, 243.42, 244.22, 245.02, 245.82, 246.62, 247.41, 248.21, 249.01, 249.81, 250.61, 251.41, 252.21, 253.01, 253.8, 254.6, 255.4, 256.2, 257.0, 257.8, 258.6, 259.4, 260.2, 261.0, 261.8, 262.6, 263.41, 264.21, 265.01, 265.81, 266.61, 267.41, 268.21, 269.01, 269.81, 270.61, 271.42, 272.22, 273.02, 273.82, 274.62, 275.43, 276.23, 277.03, 277.83, 278.63, 279.44, 280.24, 281.04, 281.84, 282.65, 283.45, 284.25, 285.05, 285.86, 286.66, 287.46, 288.26, 289.07, 289.87, 290.67, 291.48, 292.28, 293.08, 293.88, 294.69, 295.49, 296.29, 297.1, 297.9, 298.7, 299.51, 300.31, 301.11, 301.92, 302.72, 303.52, 304.33, 305.13, 305.93, 306.74, 307.54, 308.34, 309.15, 309.95, 310.75, 311.56, 312.36, 313.16, 313.97, 314.77, 315.57, 316.38, 317.18, 317.98, 318.79, 319.59, 320.39, 321.2, 322.0, 322.8, 323.6, 324.41, 325.21, 326.01, 326.82, 327.62, 328.42, 329.22, 330.03, 330.83, 331.63, 332.43, 333.24, 334.04, 334.84, 335.64, 336.45, 337.25, 338.05, 338.85, 339.65, 340.46, 341.26, 342.06, 342.86, 343.66, 344.46, 345.27, 346.07, 346.87, 347.67, 348.47, 349.27, 350.07, 350.87, 351.67, 352.47, 353.27, 354.07, 354.88, 355.68, 356.48, 357.28, 358.07, 358.87, 359.67, 360.47, 361.27, 362.07, 362.87, 363.67, 364.47, 365.27, 366.07, 366.86, 367.66, 368.46, 369.26, 370.06, 370.85, 371.65, 372.45, 373.25, 374.04, 374.84, 375.64, 376.43, 377.23, 378.03, 378.82, 379.62, 380.42, 381.21, 382.01, 382.8, 383.6, 384.39, 385.19, 385.98, 386.78, 387.57, 388.37, 389.16, 389.95, 390.75, 391.54, 392.33, 393.13, 393.92]
NUTNRB | 2012-12-27 |  | A00122 | 253 | CC_eno3 | [-0.00028913, 0.00033458, -0.00415539, -0.00686076, 0.01186226, 0.00400332, 0.0113519, -0.00154596, 0.00151991, -0.0006867, 0.00726805, -0.00146215, -0.01217945, -0.00183998, -0.0024801, 0.00404294, -0.00273617, -0.00237844, -0.00038648, 0.00423628, 0.00447361, 0.00629205, 0.0066623, 0.00620476, 0.00680185, 0.0064839, 0.00665286, 0.00640911, 0.00624996, 0.00606906, 0.00575084, 0.00547017, 0.00518169, 0.00485952, 0.00452747, 0.00421177, 0.00389358, 0.00359947, 0.00328617, 0.00298187, 0.00269877, 0.00240989, 0.00215248, 0.00190525, 0.00167979, 0.00147155, 0.00128145, 0.0011057, 0.00094788, 0.00079186, 0.0006763, 0.00057027, 0.00046769, 0.00038524, 0.00032282, 0.00027272, 0.00021623, 0.00018251, 0.00013679, 0.00010246, 0.00007867, 0.00005458, 0.00003842, 0.00003201, 0.00001747, 0.00000239, 0.00000967, -0.00000099, -0.00000072, -0.00000906, -0.00000113, -0.00001608, -0.00000206, -0.00001152, -0.0000084, -0.00001205, -0.00001655, -0.00002184, -0.00000251, -0.00000848, -0.00000991, -0.00001042, 0.00000009, 0.00001528, 0.00000721, 0.00000909, 0.00001558, 0.00002293, 0.00003188, 0.00002595, 0.00003286, 0.00002566, 0.00004199, 0.00003828, 0.00005306, 0.00003423, 0.00005056, 0.00006494, 0.00004608, 0.00004899, 0.00003792, 0.00005169, 0.00005287, 0.00005782, 0.00005605, 0.00006768, 0.00007631, 0.00006838, 0.00006963, 0.00007491, 0.00009814, 0.00007495, 0.00011604, 0.00008945, 0.00010574, 0.00010534, 0.00010031, 0.00006401, 0.00010804, 0.00009521, 0.00010832, 0.00009897, 0.00013135, 0.00011406, 0.00014899, 0.00014461, 0.00010078, 0.00015666, 0.00016187, 0.00016305, 0.00015545, 0.00014843, 0.00016626, 0.00017447, 0.00017843, 0.00018301, 0.0001826, 0.0001873, 0.00017025, 0.00017879, 0.00020298, 0.0002, 0.00020387, 0.00019922, 0.0002067, 0.0002143, 0.00020573, 0.00020867, 0.00020779, 0.00020689, 0.00022274, 0.0002124, 0.00020697, 0.00021736, 0.00023073, 0.0002315, 0.00024027, 0.00024586, 0.00027119, 0.00027383, 0.00024941, 0.00025031, 0.0002835, 0.00028976, 0.00025851, 0.00025881, 0.00026427, 0.00024785, 0.0002493, 0.00025159, 0.00024801, 0.00026404, 0.00028762, 0.00028519, 0.00027405, 0.0003254, 0.00032286, 0.00031674, 0.0003016, 0.00029501, 0.00031051, 0.00030373, 0.00030807, 0.00029565, 0.0003313, 0.00031548, 0.0003075, 0.00032635, 0.00034076, 0.00035953, 0.00034265, 0.00033808, 0.00037155, 0.00035236, 0.00035225, 0.00036556, 0.00035534, 0.00035182, 0.00038317, 0.00036281, 0.00038865, 0.00038854, 0.00035999, 0.00038143, 0.00040987, 0.00037424, 0.00037866, 0.00039469, 0.00038637, 0.00036492, 0.00039769, 0.00037819, 0.00040938, 0.00041292, 0.0004051, 0.00042904, 0.00044454, 0.00044729, 0.00042551, 0.00044571, 0.00041707, 0.00044911, 0.00041324, 0.00043589, 0.00041148, 0.00043822, 0.00042186, 0.00044336, 0.00049001, 0.00045184, 0.0004317, 0.00041627, 0.00046942, 0.00044242, 0.00047626, 0.00044659, 0.00046921, 0.00042692, 0.00049183, 0.00052205, 0.0005136, 0.00053656, 0.00051684, 0.00052696, 0.00045761, 0.00049173, 0.00049491, 0.00055455, 0.00049217, 0.00053411, 0.00049147, 0.00049924, 0.00050936, 0.00050339, 0.0005249, 0.00052806]
NUTNRB | 2012-12-27 |  | A00122 | 253 | CC_eswa | [0.01043285, -0.01727637, 0.00237779, 0.0075427, -0.00525912, 0.00521289, 0.00850734, 0.0140311, 0.01020736, 0.01907345, 0.03165719, 0.04634708, 0.06355322, 0.06412388, 0.06336246, 0.06559017, 0.06690741, 0.07057343, 0.06926041, 0.06763699, 0.06494513, 0.06027612, 0.05455788, 0.04827596, 0.04185927, 0.0356229, 0.03006295, 0.02523944, 0.02097622, 0.01734469, 0.01430419, 0.01169151, 0.00951464, 0.00770536, 0.00621483, 0.00493752, 0.00392227, 0.00308441, 0.00241848, 0.00187303, 0.00145709, 0.00111912, 0.00087057, 0.00066822, 0.00052887, 0.00040485, 0.00033185, 0.00027142, 0.00021563, 0.00018253, 0.00016491, 0.00012606, 0.0001082, 0.0001079, 0.00007534, 0.00006268, 0.00006038, 0.00004186, 0.00003318, 0.00004441, 0.00002964, 0.00002836, 0.00002174, 0.00001656, 0.00002294, 0.00001035, -0.00000266, 0.00000536, -0.00000509, -0.0000056, -0.00001421, -0.00002438, -0.00001471, -0.00000558, -0.00000465, -0.00000577, -0.00001092, 0.00000772, 0.00000224, -0.00000523, 0.0000077, 0.00000816, 0.00000686, -0.0000006, -0.00000925, 0.00000253, 0.0000066, 0.00001164, 0.00000983, 0.0000097, 0.0000111, 0.00000994, -0.00001124, -0.00000164, -0.00000307, 0.00001293, 0.00001368, 0.00000168, 0.00000483, -0.00000038, 0.00001946, 0.00000334, 0.00001259, 0.0000128, 0.00002473, 0.00000802, 0.00000527, 0.00002403, 0.00003981, 0.00005692, 0.00001726, 0.00005479, 0.00001044, 0.0000575, 0.00002243, 0.00004511, 0.00002185, 0.0000411, 0.00003335, 0.00002837, 0.00002532, 0.00005957, 0.00004913, 0.00005251, 0.00002652, 0.00004706, 0.00008272, 0.00004546, 0.00003, 0.00003287, 0.00003751, 0.00003934, 0.00003456, 0.00005129, 0.00004443, 0.00005037, 0.00005471, 0.0000757, 0.00007055, 0.00009067, 0.00007712, 0.00007501, 0.00007912, 0.00008939, 0.00009647, 0.00009918, 0.00009762, 0.00008814, 0.00011433, 0.00011054, 0.00009954, 0.00011388, 0.0001237, 0.0001188, 0.00012897, 0.00011969, 0.00011203, 0.00012577, 0.00011035, 0.00011717, 0.00011399, 0.00012379, 0.00012591, 0.00013699, 0.00013819, 0.00014661, 0.00017992, 0.00017707, 0.00017949, 0.00016228, 0.00017117, 0.00018508, 0.00013205, 0.00015663, 0.00017684, 0.00016657, 0.00017546, 0.00016857, 0.00017344, 0.00019843, 0.00017227, 0.00020936, 0.00019247, 0.00021476, 0.00017477, 0.00018349, 0.00020442, 0.00020764, 0.00023522, 0.00016702, 0.00018786, 0.00019657, 0.00023096, 0.00021944, 0.00021466, 0.00023151, 0.00023894, 0.00024908, 0.00021159, 0.00023813, 0.00022228, 0.00025572, 0.00027148, 0.00027758, 0.00023549, 0.00026659, 0.00027281, 0.00026228, 0.00022892, 0.00026773, 0.00028123, 0.00029505, 0.00027373, 0.00028173, 0.00030051, 0.00032759, 0.00029564, 0.00031705, 0.00034575, 0.00037528, 0.00033445, 0.00032989, 0.00034304, 0.00036566, 0.00039157, 0.00033577, 0.0003638, 0.00041752, 0.00038147, 0.00040126, 0.00038458, 0.00039791, 0.00042499, 0.00037479, 0.00032975, 0.00034007, 0.00040251, 0.00042092, 0.00039379, 0.00031858, 0.0003794, 0.0004164, 0.00036855, 0.00035075, 0.00042352, 0.00044614, 0.00044456, 0.00038529, 0.00041891, 0.00039472, 0.00040085, 0.00039861, 0.00035463, 0.00040783, 0.00049768, 0.00050094]
NUTNRB | 2012-12-27 |  | A00122 | 253 | CC_di | [25.06158315, 25.72824982, 30.76528686, 33.2097313, 37.98750908, 40.58010167, 41.69121278, 44.24676834, 45.39491649, 59.06158315, 95.76528686, 201.76528686, 467.46899056, 1037.43195352, 2064.76528686, 3656.24676834, 5786.46899056, 8193.46899056, 10477.83936093, 12307.58010167, 13652.02454611, 14648.43195352, 15474.17269426, 16299.83936093, 17187.46899056, 18224.32084241, 19413.43195352, 20733.32084241, 22171.39491649, 23682.13565723, 25136.65417574, 26502.54306463, 27638.76528686, 28443.24676834, 28874.35787945, 28865.80232389, 28434.87639797, 27651.43195352, 26615.913435, 25441.87639797, 24268.13565723, 23171.24676834, 22221.06158315, 21471.32084241, 20933.17269426, 20601.39491649, 20515.54306463, 20629.83936093, 20954.28380537, 21481.87639797, 22201.06158315, 23126.54306463, 24230.32084241, 25456.46899056, 26809.13565723, 28245.17269426, 29695.39491649, 31111.28380537, 32474.32084241, 33613.46899056, 34507.43195352, 35106.2097313, 35280.17269426, 35110.17269426, 34537.24676834, 33581.46899056, 32363.2097313, 30929.32084241, 29389.13565723, 27814.46899056, 26297.39491649, 24845.95047204, 23525.72824982, 22323.65417574, 21267.09862019, 20353.72824982, 19567.17269426, 18895.02454611, 18344.87639797, 17895.76528686, 17550.98750908, 17298.46899056, 17132.69121278, 17056.13565723, 17070.65417574, 17149.13565723, 17302.24676834, 17545.913435, 17828.72824982, 18159.83936093, 18546.5801016699, 18948.87639797, 19357.98750908, 19743.35787945, 20092.46899056, 20375.35787945, 20567.39491649, 20635.80232389, 20586.32084241, 20397.98750908, 20052.913435, 19586.61713871, 19008.28380537, 18339.28380537, 17628.98750908, 16884.54306463, 16143.32084241, 15427.72824982, 14764.58010167, 14141.65417574, 13597.06158315, 13109.5060276, 12677.83936093, 12312.35787945, 12001.58010167, 11744.913435, 11552.72824982, 11398.76528686, 11295.80232389, 11249.54306463, 11236.98750908, 11278.06158315, 11364.98750908, 11502.65417574, 11673.2097313, 11898.09862019, 12159.98750908, 12469.09862019, 12816.61713871, 13181.80232389, 13586.35787945, 14019.39491649, 14456.35787945, 14925.95047204, 15384.54306463, 15841.06158315, 16285.72824982, 16717.913435, 17103.46899056, 17470.13565723, 17785.32084241, 18033.35787945, 18231.13565723, 18356.17269426, 18397.76528686, 18377.69121278, 18267.35787945, 18085.28380537, 17835.65417574, 17536.32084241, 17190.61713871, 16815.28380537, 16408.95047204, 15978.58010167, 15547.35787945, 15100.83936093, 14657.06158315, 14225.83936093, 13793.76528686, 13392.913435, 13013.2097313, 12648.02454611, 12318.76528686, 12024.5060276, 11735.2097313, 11473.24676834, 11218.35787945, 10977.98750908, 10763.54306463, 10542.32084241, 10331.69121278, 10123.46899056, 9925.02454611, 9741.32084241, 9585.35787945, 9441.58010167, 9327.83936093, 9229.32084241, 9149.35787945, 9089.98750908, 9058.17269426, 9033.83936093, 9031.72824982, 9036.65417574, 9035.09862019, 9035.76528686, 9044.98750908, 9055.02454611, 9064.98750908, 9077.46899056, 9074.54306463, 9064.5060276, 9058.02454611, 9052.09862019, 9042.61713871, 9042.61713871, 9030.65417574, 9024.913435, 9011.35787945, 8990.32084241, 8976.39491649, 8964.913435, 8947.61713871, 8934.24676834, 8897.83936093, 8861.61713871, 8821.32084241, 8766.35787945, 8709.02454611, 8642.32084241, 8550.02454611, 8447.39491649, 8338.913435, 8212.76528686, 8083.913435, 7953.02454611, 7808.39491649, 7657.83936093, 7511.28380537, 7360.76528686, 7215.54306463, 7077.98750908, 6920.24676834, 6751.98750908, 6561.83936093, 6377.87639797, 6196.28380537, 6042.24676834, 5897.87639797, 5765.87639797, 5650.28380537, 5544.46899056, 5460.69121278, 5368.02454611, 5296.5060276, 5248.17269426, 5207.54306463, 5149.28380537, 5060.98750908, 4962.17269426, 4869.76528686, 4791.76528686, 4722.24676834, 4654.72824982, 4601.913435, 4554.61713871, 4521.95047204, 4502.35787945, 4480.83936093, 4452.17269426, 4425.2097313, 4417.02454611, 4443.913435, 4460.69121278, 4417.24676834, 4417.24676834]
NUTNRB | 2012-12-27 |  | A00122 | 253 | CC_lower_wavelength_limit_for_spectra_fit | 217 | Constant | From CE06ISSM-00004
NUTNRB | 2012-12-27 |  | A00122 | 253 | CC_upper_wavelength_limit_for_spectra_fit | 240 | Constant
NUTNRB | 2012-12-27 |  | A00122 | 253 | CC_cal_temp | 19.99
NUTNRB | 2012-12-27 |  | A00122 | 253 | CC_wl | [190.40, 191.18, 191.97, 192.75, 193.53, 194.32, 195.11, 195.89, 196.68, 197.46, 198.25, 199.04, 199.82, 200.61, 201.40, 202.18, 202.97, 203.76, 204.55, 205.34, 206.13, 206.92, 207.70, 208.49, 209.28, 210.07, 210.86, 211.65, 212.44, 213.23, 214.03, 214.82, 215.61, 216.40, 217.19, 217.98, 218.78, 219.57, 220.36, 221.15, 221.95, 222.74, 223.53, 224.33, 225.12, 225.91, 226.71, 227.50, 228.30, 229.09, 229.89, 230.68, 231.48, 232.27, 233.07, 233.86, 234.66, 235.46, 236.25, 237.05, 237.84, 238.64, 239.44, 240.24, 241.03, 241.83, 242.63, 243.42, 244.22, 245.02, 245.82, 246.62, 247.41, 248.21, 249.01, 249.81, 250.61, 251.41, 252.21, 253.01, 253.80, 254.60, 255.40, 256.20, 257.00, 257.80, 258.60, 259.40, 260.20, 261.00, 261.80, 262.60, 263.41, 264.21, 265.01, 265.81, 266.61, 267.41, 268.21, 269.01, 269.81, 270.61, 271.42, 272.22, 273.02, 273.82, 274.62, 275.43, 276.23, 277.03, 277.83, 278.63, 279.44, 280.24, 281.04, 281.84, 282.65, 283.45, 284.25, 285.05, 285.86, 286.66, 287.46, 288.26, 289.07, 289.87, 290.67, 291.48, 292.28, 293.08, 293.88, 294.69, 295.49, 296.29, 297.10, 297.90, 298.70, 299.51, 300.31, 301.11, 301.92, 302.72, 303.52, 304.33, 305.13, 305.93, 306.74, 307.54, 308.34, 309.15, 309.95, 310.75, 311.56, 312.36, 313.16, 313.97, 314.77, 315.57, 316.38, 317.18, 317.98, 318.79, 319.59, 320.39, 321.20, 322.00, 322.80, 323.60, 324.41, 325.21, 326.01, 326.82, 327.62, 328.42, 329.22, 330.03, 330.83, 331.63, 332.43, 333.24, 334.04, 334.84, 335.64, 336.45, 337.25, 338.05, 338.85, 339.65, 340.46, 341.26, 342.06, 342.86, 343.66, 344.46, 345.27, 346.07, 346.87, 347.67, 348.47, 349.27, 350.07, 350.87, 351.67, 352.47, 353.27, 354.07, 354.88, 355.68, 356.48, 357.28, 358.07, 358.87, 359.67, 360.47, 361.27, 362.07, 362.87, 363.67, 364.47, 365.27, 366.07, 366.86, 367.66, 368.46, 369.26, 370.06, 370.85, 371.65, 372.45, 373.25, 374.04, 374.84, 375.64, 376.43, 377.23, 378.03, 378.82, 379.62, 380.42, 381.21, 382.01, 382.80, 383.60, 384.39, 385.19, 385.98, 386.78, 387.57, 388.37, 389.16, 389.95, 390.75, 391.54, 392.33, 393.13, 393.92]
NUTNRB | 2012-12-27 |  | A00122 | 253 | CC_eno3 | [-0.00295802, -0.01215454, 0.00668159, 0.01062071, 0.00159599, 0.00026779, 0.00437921, 0.00779938, 0.00378646, 0.00939694, 0.00700140, 0.00936109, 0.01359949, 0.00733430, 0.00611994, 0.00143252, 0.00224008, 0.00084117, 0.00261596, 0.00060598, 0.00248203, 0.00532381, 0.00670809, 0.00582044, 0.00639937, 0.00654869, 0.00647118, 0.00634196, 0.00609071, 0.00591939, 0.00562670, 0.00536405, 0.00505642, 0.00476693, 0.00446326, 0.00414610, 0.00384519, 0.00353346, 0.00322848, 0.00293452, 0.00264653, 0.00236946, 0.00210043, 0.00187278, 0.00163775, 0.00143899, 0.00124708, 0.00107800, 0.00093180, 0.00079060, 0.00067447, 0.00056649, 0.00047517, 0.00039585, 0.00032929, 0.00027121, 0.00022012, 0.00018132, 0.00014069, 0.00010727, 0.00008633, 0.00006427, 0.00004078, 0.00002869, 0.00002105, 0.00001371, 0.00000248, -0.00000223, -0.00000628, -0.00001081, -0.00001174, -0.00000987, -0.00001521, -0.00000909, -0.00001113, -0.00000666, -0.00001056, -0.00001219, -0.00000207, 0.00000040, -0.00001070, -0.00000181, 0.00000057, 0.00001707, 0.00000775, 0.00000573, 0.00000380, 0.00001908, 0.00001065, 0.00001479, 0.00002494, 0.00003485, 0.00002968, 0.00003409, 0.00004282, 0.00003048, 0.00004379, 0.00004289, 0.00004739, 0.00005379, 0.00005661, 0.00005566, 0.00005530, 0.00005766, 0.00005901, 0.00005539, 0.00006169, 0.00006416, 0.00007156, 0.00008695, 0.00008248, 0.00009803, 0.00009843, 0.00009862, 0.00011311, 0.00009298, 0.00011935, 0.00011950, 0.00012398, 0.00012401, 0.00011956, 0.00012552, 0.00014932, 0.00013667, 0.00013165, 0.00013973, 0.00014693, 0.00014437, 0.00015075, 0.00015108, 0.00015281, 0.00016825, 0.00016074, 0.00015791, 0.00017526, 0.00017030, 0.00016952, 0.00016528, 0.00017002, 0.00017067, 0.00017684, 0.00018529, 0.00018152, 0.00019036, 0.00020007, 0.00020016, 0.00020366, 0.00020174, 0.00020912, 0.00021112, 0.00020942, 0.00021121, 0.00021404, 0.00021403, 0.00021212, 0.00021822, 0.00023303, 0.00023601, 0.00023772, 0.00023126, 0.00024151, 0.00024513, 0.00025681, 0.00024566, 0.00025231, 0.00024648, 0.00025804, 0.00027910, 0.00025789, 0.00028136, 0.00026422, 0.00026430, 0.00027252, 0.00025463, 0.00028484, 0.00027712, 0.00028683, 0.00029072, 0.00028657, 0.00030069, 0.00030878, 0.00029325, 0.00028899, 0.00032603, 0.00031662, 0.00031753, 0.00031638, 0.00032451, 0.00033062, 0.00031812, 0.00032727, 0.00032921, 0.00032388, 0.00035276, 0.00034748, 0.00035253, 0.00035864, 0.00039189, 0.00037716, 0.00033824, 0.00034536, 0.00034512, 0.00037657, 0.00035732, 0.00036023, 0.00036311, 0.00038754, 0.00039488, 0.00037067, 0.00039770, 0.00039848, 0.00040151, 0.00038858, 0.00038330, 0.00041063, 0.00039695, 0.00041674, 0.00040617, 0.00043176, 0.00043629, 0.00044747, 0.00042001, 0.00042146, 0.00042138, 0.00044724, 0.00046549, 0.00043232, 0.00042557, 0.00044588, 0.00045876, 0.00043480, 0.00043395, 0.00045411, 0.00046587, 0.00045805, 0.00045731, 0.00045462, 0.00046672, 0.00047335, 0.00045104, 0.00048305, 0.00048999, 0.00050118, 0.00047117, 0.00048440, 0.00048934, 0.00047947, 0.00046297, 0.00048945, 0.00047486, 0.00049508, 0.00049582, 0.00049010, 0.00047133, 0.00053763, 0.00054057]
NUTNRB | 2012-12-27 |  | A00122 | 253 | CC_eswa | [0.00416345, 0.01265040, 0.01107663, 0.01212599, 0.01917076, 0.01156237, 0.01024723, 0.01425439, 0.01092228, 0.01434840, 0.02892258, 0.03658300, 0.04223094, 0.05135873, 0.05730695, 0.06175295, 0.06606237, 0.06679157, 0.06600040, 0.06672023, 0.06312858, 0.05954266, 0.05334306, 0.04778269, 0.04128067, 0.03536820, 0.02990581, 0.02508223, 0.02091056, 0.01729963, 0.01422995, 0.01163248, 0.00946877, 0.00766252, 0.00616118, 0.00492035, 0.00390192, 0.00308381, 0.00242209, 0.00188225, 0.00146854, 0.00114265, 0.00089252, 0.00069218, 0.00054436, 0.00043147, 0.00035150, 0.00028887, 0.00023018, 0.00019427, 0.00015403, 0.00013326, 0.00010857, 0.00009596, 0.00007536, 0.00006563, 0.00005542, 0.00004031, 0.00003516, 0.00003519, 0.00002629, 0.00002437, 0.00002245, 0.00001638, 0.00001344, 0.00000485, 0.00000618, -0.00000083, 0.00000332, -0.00000137, -0.00000753, -0.00001367, -0.00000179, -0.00000742, -0.00000783, -0.00000717, -0.00000832, -0.00000725, 0.00000069, -0.00001398, -0.00000133, -0.00000433, 0.00000081, -0.00000511, -0.00000478, 0.00000986, 0.00002129, 0.00001589, 0.00001534, 0.00002811, 0.00002018, 0.00002002, 0.00003061, 0.00002066, 0.00002597, 0.00003990, 0.00003541, 0.00003814, 0.00003987, 0.00003866, 0.00003848, 0.00004322, 0.00004835, 0.00005795, 0.00004926, 0.00006110, 0.00005385, 0.00006211, 0.00006314, 0.00004798, 0.00005089, 0.00004820, 0.00006795, 0.00007111, 0.00005848, 0.00008130, 0.00005515, 0.00007407, 0.00007822, 0.00007481, 0.00008124, 0.00009323, 0.00008464, 0.00008154, 0.00008664, 0.00009704, 0.00011318, 0.00009385, 0.00010787, 0.00010011, 0.00011546, 0.00010376, 0.00012444, 0.00012657, 0.00012965, 0.00014033, 0.00013873, 0.00015261, 0.00016649, 0.00015647, 0.00016235, 0.00016103, 0.00016355, 0.00016646, 0.00016223, 0.00016947, 0.00016900, 0.00018639, 0.00019400, 0.00018912, 0.00020596, 0.00020596, 0.00021008, 0.00020822, 0.00022075, 0.00022129, 0.00022237, 0.00022184, 0.00023018, 0.00023333, 0.00023589, 0.00024340, 0.00023591, 0.00025081, 0.00025652, 0.00026058, 0.00027515, 0.00025559, 0.00028240, 0.00027395, 0.00029685, 0.00028075, 0.00028745, 0.00030743, 0.00030485, 0.00031808, 0.00027993, 0.00029894, 0.00033161, 0.00030672, 0.00032829, 0.00034520, 0.00035155, 0.00034125, 0.00034283, 0.00034689, 0.00035339, 0.00036823, 0.00034953, 0.00038245, 0.00035874, 0.00035310, 0.00037990, 0.00035730, 0.00035158, 0.00037495, 0.00037643, 0.00037802, 0.00037817, 0.00041978, 0.00043231, 0.00042887, 0.00038979, 0.00041819, 0.00043809, 0.00043058, 0.00039808, 0.00039640, 0.00046060, 0.00042065, 0.00043014, 0.00044368, 0.00048120, 0.00047247, 0.00048387, 0.00048284, 0.00045902, 0.00048018, 0.00045627, 0.00044797, 0.00045763, 0.00048305, 0.00050295, 0.00051509, 0.00048045, 0.00048521, 0.00050776, 0.00051716, 0.00050823, 0.00052773, 0.00054603, 0.00055708, 0.00053387, 0.00052418, 0.00054811, 0.00055576, 0.00056777, 0.00055819, 0.00055659, 0.00056793, 0.00060065, 0.00052461, 0.00051947, 0.00063248, 0.00061194, 0.00055615, 0.00055443, 0.00061791, 0.00058400, 0.00066333, 0.00059841, 0.00062277, 0.00062954, 0.00066162, 0.00064226, 0.00064627]
NUTNRB | 2012-12-27 |  | A00122 | 253 | CC_di | [46.52665214, 45.23035585, 53.37850399, 63.15628177, 67.15628177, 72.71183733, 75.60072622, 91.00813362, 144.04517066, 309.93405955, 724.26739288, 1629.34146696, 3289.00813362, 5923.93405955, 9556.74887436, 13798.04517066, 17920.60072622, 21252.41554103, 23552.67480029, 24987.52665214, 25939.41554103, 26711.52665214, 27511.34146696, 28495.85998548, 29687.41554103, 31169.56368918, 32925.23035585, 34925.52665214, 37118.48961511, 39444.19331881, 41689.85998548, 43803.15628177, 45555.15628177, 46791.23035585, 47440.08220770, 47382.30442992, 46635.93405955, 45302.15628177, 43534.45257807, 41506.60072622, 39456.78591140, 37504.45257807, 35782.67480029, 34399.19331881, 33336.93405955, 32623.85998548, 32290.63776325, 32283.97109659, 32604.23035585, 33234.52665214, 34157.48961511, 35390.30442992, 36872.60072622, 38548.37850399, 40390.23035585, 42364.71183733, 44356.93405955, 46298.04517066, 48187.97109659, 49752.97109659, 50985.60072622, 51787.15628177, 52001.60072622, 51730.37850399, 50854.34146696, 49435.82294844, 47626.41554103, 45480.19331881, 43169.00813362, 40794.41554103, 38479.56368918, 36264.85998548, 34248.00813362, 32394.15628177, 30767.56368918, 29345.15628177, 28118.41554103, 27055.08220770, 26184.60072622, 25455.89702251, 24871.82294844, 24430.78591140, 24110.71183733, 23910.93405955, 23845.56368918, 23878.30442992, 24013.34146696, 24275.56368918, 24591.85998548, 24990.34146696, 25457.15628177, 25948.52665214, 26450.85998548, 26947.30442992, 27398.11924473, 27775.45257807, 28030.11924473, 28133.97109659, 28085.48961511, 27861.04517066, 27425.71183733, 26825.48961511, 26078.30442992, 25190.89702251, 24241.19331881, 23247.11924473, 22235.26739288, 21266.26739288, 20348.82294844, 19500.52665214, 18735.78591140, 18058.93405955, 17458.67480029, 16944.48961511, 16506.56368918, 16141.60072622, 15860.37850399, 15636.11924473, 15483.08220770, 15404.26739288, 15378.74887436, 15422.67480029, 15526.63776325, 15694.56368918, 15922.08220770, 16217.11924473, 16559.85998548, 16968.04517066, 17415.60072622, 17904.97109659, 18436.78591140, 19005.48961511, 19594.74887436, 20207.30442992, 20827.23035585, 21429.26739288, 22025.56368918, 22603.34146696, 23129.97109659, 23625.30442992, 24051.26739288, 24392.23035585, 24665.89702251, 24838.89702251, 24907.48961511, 24889.19331881, 24747.74887436, 24516.19331881, 24189.52665214, 23783.67480029, 23330.41554103, 22828.11924473, 22278.04517066, 21702.63776325, 21117.67480029, 20505.71183733, 19897.15628177, 19306.00813362, 18719.19331881, 18174.11924473, 17651.74887436, 17148.19331881, 16690.63776325, 16271.37850399, 15877.97109659, 15506.89702251, 15158.37850399, 14827.45257807, 14524.74887436, 14223.52665214, 13924.82294844, 13641.08220770, 13364.63776325, 13103.71183733, 12882.82294844, 12680.74887436, 12510.52665214, 12360.93405955, 12234.23035585, 12144.00813362, 12078.97109659, 12033.11924473, 12008.93405955, 12005.26739288, 11998.34146696, 12000.93405955, 12017.93405955, 12024.19331881, 12038.15628177, 12042.97109659, 12033.19331881, 12016.41554103, 11997.56368918, 11979.00813362, 11963.19331881, 11953.41554103, 11933.11924473, 11912.85998548, 11888.00813362, 11852.23035585, 11823.26739288, 11795.00813362, 11769.19331881, 11743.93405955, 11693.63776325, 11634.60072622, 11569.97109659, 11495.19331881, 11408.08220770, 11312.56368918, 11192.15628177, 11064.89702251, 10921.26739288, 10757.93405955, 10586.34146696, 10413.78591140, 10223.67480029, 10021.97109659, 9829.15628177, 9637.37850399, 9458.60072622, 9279.60072622, 9079.45257807, 8852.23035585, 8600.26739288, 8345.11924473, 8103.37850399, 7889.34146696, 7693.45257807, 7523.89702251, 7374.08220770, 7232.82294844, 7115.74887436, 7007.26739288, 6909.48961511, 6849.23035585, 6798.15628177, 6722.85998548, 6603.89702251, 6461.67480029, 6332.63776325, 6228.04517066, 6127.78591140, 6035.63776325, 5957.15628177, 5894.48961511, 5849.15628177, 5818.19331881, 5788.26739288, 5752.63776325, 5708.56368918, 5690.74887436, 5724.93405955, 5749.30442992, 5685.37850399, 5685.37850399]
NUTNRB | 2012-12-27 |  | A00123 | 254 | CC_lower_wavelength_limit_for_spectra_fit | 217 | Constant | From CE01ISSM-00002
NUTNRB | 2012-12-27 |  | A00123 | 254 | CC_upper_wavelength_limit_for_spectra_fit | 240 | Constant
NUTNRB | 2012-12-27 |  | A00123 | 254 | CC_cal_temp | 19.9874
NUTNRB | 2012-12-27 |  | A00123 | 254 | CC_wl | [189.06, 189.86, 190.66, 191.45, 192.25, 193.05, 193.85, 194.65, 195.45, 196.25, 197.05, 197.85, 198.65, 199.46, 200.26, 201.06, 201.86, 202.66, 203.47, 204.27, 205.07, 205.87, 206.68, 207.48, 208.29, 209.09, 209.89, 210.7, 211.5, 212.31, 213.11, 213.92, 214.72, 215.53, 216.34, 217.14, 217.95, 218.76, 219.56, 220.37, 221.18, 221.98, 222.79, 223.6, 224.41, 225.21, 226.02, 226.83, 227.64, 228.45, 229.26, 230.07, 230.88, 231.69, 232.5, 233.31, 234.12, 234.93, 235.74, 236.55, 237.36, 238.17, 238.98, 239.79, 240.6, 241.41, 242.23, 243.04, 243.85, 244.66, 245.47, 246.29, 247.1, 247.91, 248.72, 249.54, 250.35, 251.16, 251.98, 252.79, 253.6, 254.42, 255.23, 256.04, 256.86, 257.67, 258.49, 259.3, 260.11, 260.93, 261.74, 262.56, 263.37, 264.19, 265.0, 265.82, 266.63, 267.45, 268.26, 269.08, 269.89, 270.71, 271.52, 272.34, 273.16, 273.97, 274.79, 275.6, 276.42, 277.24, 278.05, 278.87, 279.68, 280.5, 281.32, 282.13, 282.95, 283.77, 284.58, 285.4, 286.22, 287.03, 287.85, 288.67, 289.48, 290.3, 291.12, 291.93, 292.75, 293.57, 294.39, 295.2, 296.02, 296.84, 297.65, 298.47, 299.29, 300.1, 300.92, 301.74, 302.56, 303.37, 304.19, 305.01, 305.82, 306.64, 307.46, 308.28, 309.09, 309.91, 310.73, 311.54, 312.36, 313.18, 314.0, 314.81, 315.63, 316.45, 317.26, 318.08, 318.9, 319.71, 320.53, 321.35, 322.16, 322.98, 323.8, 324.61, 325.43, 326.25, 327.06, 327.88, 328.7, 329.51, 330.33, 331.14, 331.96, 332.78, 333.59, 334.41, 335.22, 336.04, 336.85, 337.67, 338.49, 339.3, 340.12, 340.93, 341.75, 342.56, 343.38, 344.19, 345.01, 345.82, 346.64, 347.45, 348.26, 349.08, 349.89, 350.71, 351.52, 352.33, 353.15, 353.96, 354.78, 355.59, 356.4, 357.21, 358.03, 358.84, 359.65, 360.47, 361.28, 362.09, 362.9, 363.72, 364.53, 365.34, 366.15, 366.96, 367.77, 368.58, 369.4, 370.21, 371.02, 371.83, 372.64, 373.45, 374.26, 375.07, 375.88, 376.69, 377.5, 378.31, 379.12, 379.93, 380.73, 381.54, 382.35, 383.16, 383.97, 384.77, 385.58, 386.39, 387.2, 388.0, 388.81, 389.62, 390.42, 391.23, 392.04, 392.84, 393.65, 394.45, 395.26, 396.06]
NUTNRB | 2012-12-27 |  | A00123 | 254 | CC_eno3 | [-0.00423574, 0.01255664, 0.0031298, -0.01286367, 0.00368751, 0.0044478, 0.00434668, 0.00805102, 0.00056418, -0.00021825, 0.00936494, 0.00568953, 0.01954134, 0.00864978, -0.00262708, 0.00173375, 0.00083604, 0.00201455, -0.00044569, 0.00068743, 0.00307927, 0.00206418, 0.0039937, 0.00498861, 0.00624223, 0.00564983, 0.00597689, 0.00640911, 0.00644565, 0.00627067, 0.00599907, 0.00570427, 0.00538376, 0.00509586, 0.00476756, 0.00446464, 0.00415576, 0.00384965, 0.0035342, 0.0032407, 0.00293086, 0.00265702, 0.00239227, 0.00213521, 0.00189453, 0.00167857, 0.00146985, 0.00127422, 0.00109977, 0.00095575, 0.0008145, 0.00068386, 0.00057383, 0.0004765, 0.00039558, 0.00031928, 0.00026585, 0.00021666, 0.00016426, 0.00013238, 0.00010266, 0.00008237, 0.00006219, 0.00004286, 0.00003234, 0.00001877, 0.00000127, 0.00000182, -0.00000024, -0.0000102, -0.0000116, -0.00001712, -0.00000861, -0.00001065, -0.00001549, -0.00000186, -0.00000091, -0.00000975, 0.00000682, -0.00001599, -0.00000253, 0.00001296, -0.00000167, 0.00000209, 0.00000648, 0.00001626, 0.00000403, 0.00000378, 0.00000161, 0.00002376, 0.00001967, 0.00002056, 0.00002987, 0.00001469, 0.00004833, 0.00003637, 0.00002834, 0.00003767, 0.00003658, 0.00005089, 0.00005197, 0.00004132, 0.00005291, 0.00006313, 0.00005726, 0.00005864, 0.0000667, 0.00005727, 0.00007747, 0.00007044, 0.00008011, 0.00008222, 0.00007569, 0.00009428, 0.00010332, 0.00011261, 0.00010753, 0.0001272, 0.00011544, 0.00010463, 0.00010771, 0.00011434, 0.00009888, 0.00009524, 0.00012212, 0.00009077, 0.000102, 0.0001402, 0.00012662, 0.00013107, 0.00016298, 0.00013714, 0.00013065, 0.00013344, 0.00015909, 0.0001513, 0.00018237, 0.00016071, 0.0001732, 0.00019661, 0.00019303, 0.00018089, 0.00018269, 0.00017463, 0.00019242, 0.00018529, 0.00019006, 0.00019489, 0.00018537, 0.00018767, 0.00019065, 0.00019503, 0.00019327, 0.00019986, 0.00019865, 0.00021824, 0.00021872, 0.0002335, 0.00023169, 0.00021075, 0.00020938, 0.00023604, 0.00023221, 0.000222, 0.00022803, 0.00021761, 0.00022248, 0.00023853, 0.00020179, 0.00022609, 0.00025045, 0.00025125, 0.0002506, 0.00025497, 0.00029852, 0.00027778, 0.00031515, 0.00025005, 0.00025862, 0.00025848, 0.00025366, 0.00026252, 0.00033388, 0.0002902, 0.00026923, 0.00030119, 0.00030107, 0.00027241, 0.00030727, 0.00030178, 0.00029088, 0.00029192, 0.00026096, 0.00032259, 0.00030032, 0.00028129, 0.00030773, 0.00032162, 0.00034484, 0.0003162, 0.00031339, 0.00038015, 0.00037387, 0.00032745, 0.00032454, 0.00031392, 0.00032233, 0.00033868, 0.00029821, 0.00034828, 0.0003471, 0.00028471, 0.00029075, 0.00033037, 0.0003264, 0.00038054, 0.00038367, 0.00033967, 0.00038538, 0.00040949, 0.00039648, 0.00041453, 0.00041319, 0.00039359, 0.00037239, 0.00034148, 0.00041135, 0.00030909, 0.00037868, 0.00026947, 0.00025658, 0.00031777, 0.00028922, 0.00033988, 0.00041329, 0.0004579, 0.00043306, 0.00049143, 0.00047722, 0.00048891, 0.00053658, 0.00052539, 0.00044738, 0.00043776, 0.00046609, 0.00049094, 0.00042829, 0.00039929, 0.00047404, 0.00047249, 0.00035971, 0.00063715, 0.00050831, 0.00047557, 0.00048552, 0.0004883]
NUTNRB | 2012-12-27 |  | A00123 | 254 | CC_eswa | [0.01671973, 0.01681468, 0.01520752, 0.01851526, 0.00150403, -0.0010221, 0.00045279, 0.00205627, 0.0019058, 0.01028396, 0.01250879, 0.01324069, 0.01995582, 0.0267978, 0.0502928, 0.04838937, 0.05501088, 0.05720171, 0.06049138, 0.06133839, 0.06068314, 0.05929613, 0.05908172, 0.05486593, 0.04969796, 0.04434613, 0.03839805, 0.03247157, 0.02697219, 0.02222372, 0.01813296, 0.01476584, 0.01195739, 0.00957149, 0.00767629, 0.00608915, 0.00484418, 0.00383118, 0.00301643, 0.00237681, 0.00187738, 0.00147185, 0.00113278, 0.00088909, 0.00070353, 0.00054702, 0.00041911, 0.00032827, 0.00025601, 0.00019995, 0.00016634, 0.0001294, 0.00010583, 0.00008646, 0.00007767, 0.00005946, 0.00004337, 0.00004529, 0.00003959, 0.00004043, 0.00002365, 0.00001363, 0.00001718, 0.00000427, -0.00000148, -0.00000198, 0.00000548, 0.00000516, 0.00000147, 0.00000612, -0.00000903, 0.00000518, -0.00001621, -0.00000514, -0.00000068, -0.00000595, 0.00000299, 0.0000098, -0.00000012, 0.00001218, -0.00000041, 0.0000013, 0.00000083, -0.00000483, -0.0000028, -0.00001681, 0.00001213, 0.00000278, 0.00000639, -0.00000619, 0.0000058, 0.00000843, 0.00001873, 0.00001661, 0.00000101, 0.00002114, 0.00001767, 0.00000866, 0.00000725, 0.0000017, 0.00000908, 0.00001604, 0.00001815, 0.00000363, 0.00003232, 0.00002629, 0.00003148, 0.00003906, 0.00002609, 0.00004273, 0.00001882, 0.00002695, 0.00003543, 0.00003807, 0.00004983, 0.0000013, 0.0000379, 0.00001808, 0.00004749, 0.00001356, 0.00005162, 0.00005071, 0.00005084, 0.00008117, 0.00004977, 0.00008558, 0.00007876, 0.00004135, 0.00004828, 0.00005089, 0.00003901, 0.00007163, 0.00007511, 0.00006394, 0.00006102, 0.00008834, 0.00006538, 0.00005862, 0.00006288, 0.00004997, 0.00005601, 0.00007994, 0.00010405, 0.00011557, 0.00009826, 0.00011443, 0.00009968, 0.00011571, 0.00011977, 0.0001142, 0.00010674, 0.0001178, 0.00013587, 0.00013126, 0.00012171, 0.00011872, 0.00010404, 0.00010175, 0.00012206, 0.0001664, 0.00015035, 0.00014406, 0.00016694, 0.00020662, 0.00018378, 0.00020977, 0.00022551, 0.00021639, 0.00018579, 0.00021152, 0.0001858, 0.00023225, 0.0001851, 0.00018605, 0.00017728, 0.00022467, 0.00014933, 0.00019476, 0.000201, 0.00020746, 0.00024158, 0.00018712, 0.00015954, 0.00022681, 0.00021627, 0.00020926, 0.00019392, 0.00028749, 0.00026045, 0.00028031, 0.00025648, 0.00025321, 0.00028216, 0.00026816, 0.00029766, 0.00028345, 0.00026231, 0.00026106, 0.00022378, 0.00030804, 0.00028644, 0.00026011, 0.00026087, 0.00032847, 0.00027384, 0.00023505, 0.00030352, 0.00033272, 0.00036476, 0.00030571, 0.00031608, 0.00039811, 0.00038216, 0.00032246, 0.00032018, 0.00026515, 0.00031232, 0.00035007, 0.00028104, 0.00030242, 0.00039677, 0.00035903, 0.00027311, 0.00033603, 0.00043241, 0.00037984, 0.00036206, 0.00041072, 0.00045458, 0.00050451, 0.00047561, 0.00049966, 0.00051672, 0.00051793, 0.00044836, 0.00038042, 0.00039977, 0.00033085, 0.00034035, 0.00036511, 0.00029956, 0.00030952, 0.00028983, 0.00039255, 0.0003638, 0.00038143, 0.00053308, 0.00056481, 0.00049771, 0.000446, 0.0005725, 0.00036455, 0.0005148, 0.00049388, 0.00042848, 0.00043179]
NUTNRB | 2012-12-27 |  | A00123 | 254 | CC_di | [33.45824256, 35.97676107, 34.23602033, 40.23602033, 43.93972404, 41.45824256, 44.82861293, 45.6063907, 48.79157589, 51.6063907, 53.01379811, 62.93972404, 94.49527959, 213.71750182, 519.71750182, 1186.01379811, 2385.23602033, 4223.34713145, 6560.97676107, 9016.75453885, 11127.12490922, 12665.38416848, 13652.01379811, 14229.97676107, 14607.53231663, 14961.902687, 15369.97676107, 15918.86564996, 16647.71750182, 17574.27305737, 18751.68046478, 20124.27305737, 21706.38416848, 23460.97676107, 25262.68046478, 27049.75453885, 28815.31009441, 30374.97676107, 31539.31009441, 32328.71750182, 32597.53231663, 32324.902687, 31447.27305737, 30594.27305737, 29541.23602033, 28310.01379811, 27130.42120552, 26122.16194626, 25304.31009441, 24718.05083515, 24365.27305737, 24267.82861293, 24362.68046478, 24688.86564996, 25208.16194626, 25912.97676107, 26773.16194626, 27788.23602033, 28922.68046478, 30178.56935367, 31492.42120552, 32773.27305737, 34051.79157589, 35203.82861293, 36144.53231663, 36845.38416848, 37212.56935367, 37181.05083515, 36763.08787219, 35968.31009441, 34820.1989833, 33424.82861293, 31816.34713145, 30125.93972404, 28423.45824256, 26774.12490922, 25220.82861293, 23816.45824256, 22559.31009441, 21440.82861293, 20469.05083515, 19619.27305737, 18910.82861293, 18330.56935367, 17858.75453885, 17499.68046478, 17246.23602033, 17087.12490922, 17027.08787219, 17062.56935367, 17165.27305737, 17357.6063907, 17615.42120552, 17922.93972404, 18299.12490922, 18710.16194626, 19125.49527959, 19532.45824256, 19912.71750182, 20226.6063907, 20458.05083515, 20571.6063907, 20551.68046478, 20392.902687, 20073.12490922, 19623.42120552, 19068.902687, 18421.56935367, 17719.01379811, 16990.08787219, 16261.56935367, 15558.1989833, 14891.93972404, 14276.31009441, 13710.86564996, 13221.93972404, 12775.49527959, 12399.97676107, 12079.6063907, 11810.93972404, 11598.23602033, 11447.71750182, 11331.86564996, 11283.1989833, 11278.93972404, 11309.97676107, 11389.86564996, 11508.49527959, 11657.902687, 11849.902687, 12056.75453885, 12295.68046478, 12568.16194626, 12847.23602033, 13128.64342774, 13463.82861293, 13778.12490922, 14082.6063907, 14404.05083515, 14694.27305737, 14969.82861293, 15219.82861293, 15437.71750182, 15627.08787219, 15755.49527959, 15849.31009441, 15875.902687, 15864.53231663, 15774.93972404, 15629.64342774, 15431.42120552, 15174.1989833, 14883.6063907, 14557.16194626, 14180.82861293, 13797.53231663, 13394.42120552, 12975.6063907, 12559.38416848, 12155.97676107, 11742.56935367, 11353.1989833, 10984.79157589, 10630.6063907, 10297.1989833, 9985.79157589, 9688.12490922, 9412.42120552, 9135.71750182, 8878.12490922, 8623.34713145, 8382.75453885, 8152.49527959, 7945.79157589, 7743.93972404, 7567.01379811, 7406.6063907, 7255.68046478, 7126.42120552, 7014.16194626, 6906.34713145, 6808.93972404, 6721.16194626, 6636.1989833, 6551.27305737, 6463.08787219, 6380.45824256, 6305.05083515, 6226.71750182, 6147.79157589, 6070.6063907, 6009.64342774, 5951.53231663, 5904.01379811, 5859.71750182, 5814.6063907, 5776.53231663, 5738.53231663, 5708.902687, 5686.38416848, 5658.31009441, 5635.42120552, 5613.53231663, 5588.45824256, 5561.86564996, 5534.31009441, 5507.05083515, 5465.1989833, 5425.93972404, 5378.34713145, 5323.01379811, 5262.97676107, 5193.34713145, 5118.64342774, 5041.42120552, 4952.93972404, 4867.64342774, 4782.38416848, 4693.64342774, 4599.12490922, 4498.86564996, 4376.86564996, 4251.68046478, 4121.6063907, 3999.01379811, 3881.42120552, 3773.16194626, 3673.01379811, 3582.05083515, 3496.56935367, 3414.71750182, 3344.75453885, 3277.05083515, 3220.53231663, 3168.38416848, 3096.08787219, 3015.1989833, 2930.1989833, 2856.86564996, 2791.56935367, 2726.68046478, 2669.68046478, 2617.49527959, 2575.45824256, 2533.68046478, 2503.56935367, 2466.64342774, 2431.82861293, 2403.71750182, 2388.75453885, 2350.53231663, 2275.1989833, 2142.01379811, 1950.12490922, 1717.6063907, 1717.6063907]
NUTNRB | 2015-06-06 |  | A00123 | 254 | CC_lower_wavelength_limit_for_spectra_fit | 217 | Constant | From CE09OSSM-00002
NUTNRB | 2015-06-06 |  | A00123 | 254 | CC_upper_wavelength_limit_for_spectra_fit | 240 | Constant
NUTNRB | 2015-06-06 |  | A00123 | 254 | CC_cal_temp | 19.98
NUTNRB | 2015-06-06 |  | A00123 | 254 | CC_wl | [189.06, 189.86, 190.66, 191.45, 192.25, 193.05, 193.85, 194.65, 195.45, 196.25, 197.05, 197.85, 198.65, 199.46, 200.26, 201.06, 201.86, 202.66, 203.47, 204.27, 205.07, 205.87, 206.68, 207.48, 208.29, 209.09, 209.89, 210.70, 211.50, 212.31, 213.11, 213.92, 214.72, 215.53, 216.34, 217.14, 217.95, 218.76, 219.56, 220.37, 221.18, 221.98, 222.79, 223.60, 224.41, 225.21, 226.02, 226.83, 227.64, 228.45, 229.26, 230.07, 230.88, 231.69, 232.50, 233.31, 234.12, 234.93, 235.74, 236.55, 237.36, 238.17, 238.98, 239.79, 240.60, 241.41, 242.23, 243.04, 243.85, 244.66, 245.47, 246.29, 247.10, 247.91, 248.72, 249.54, 250.35, 251.16, 251.98, 252.79, 253.60, 254.42, 255.23, 256.04, 256.86, 257.67, 258.49, 259.30, 260.11, 260.93, 261.74, 262.56, 263.37, 264.19, 265.00, 265.82, 266.63, 267.45, 268.26, 269.08, 269.89, 270.71, 271.52, 272.34, 273.16, 273.97, 274.79, 275.60, 276.42, 277.24, 278.05, 278.87, 279.68, 280.50, 281.32, 282.13, 282.95, 283.77, 284.58, 285.40, 286.22, 287.03, 287.85, 288.67, 289.48, 290.30, 291.12, 291.93, 292.75, 293.57, 294.39, 295.20, 296.02, 296.84, 297.65, 298.47, 299.29, 300.10, 300.92, 301.74, 302.56, 303.37, 304.19, 305.01, 305.82, 306.64, 307.46, 308.28, 309.09, 309.91, 310.73, 311.54, 312.36, 313.18, 314.00, 314.81, 315.63, 316.45, 317.26, 318.08, 318.90, 319.71, 320.53, 321.35, 322.16, 322.98, 323.80, 324.61, 325.43, 326.25, 327.06, 327.88, 328.70, 329.51, 330.33, 331.14, 331.96, 332.78, 333.59, 334.41, 335.22, 336.04, 336.85, 337.67, 338.49, 339.30, 340.12, 340.93, 341.75, 342.56, 343.38, 344.19, 345.01, 345.82, 346.64, 347.45, 348.26, 349.08, 349.89, 350.71, 351.52, 352.33, 353.15, 353.96, 354.78, 355.59, 356.40, 357.21, 358.03, 358.84, 359.65, 360.47, 361.28, 362.09, 362.90, 363.72, 364.53, 365.34, 366.15, 366.96, 367.77, 368.58, 369.40, 370.21, 371.02, 371.83, 372.64, 373.45, 374.26, 375.07, 375.88, 376.69, 377.50, 378.31, 379.12, 379.93, 380.73, 381.54, 382.35, 383.16, 383.97, 384.77, 385.58, 386.39, 387.20, 388.00, 388.81, 389.62, 390.42, 391.23, 392.04, 392.84, 393.65, 394.45, 395.26, 396.06]
NUTNRB | 2015-06-06 |  | A00123 | 254 | CC_eno3 | [-0.00376502, 0.00713208, 0.00428737, 0.00003987, -0.00038208, 0.00784826, 0.01118562, 0.01428620, 0.00673335, 0.01234120, 0.00716694, 0.00123680, 0.00162848, -0.00242148, 0.00011884, 0.00090998, -0.00217121, -0.00282898, -0.00061342, 0.00184213, 0.00013730, 0.00106014, 0.00165304, 0.00421813, 0.00510950, 0.00599928, 0.00622927, 0.00645968, 0.00630870, 0.00612390, 0.00587130, 0.00563432, 0.00531402, 0.00500189, 0.00468777, 0.00437656, 0.00406852, 0.00374551, 0.00344540, 0.00315093, 0.00288104, 0.00259882, 0.00234422, 0.00209558, 0.00185592, 0.00163497, 0.00143473, 0.00125101, 0.00107679, 0.00091869, 0.00078115, 0.00066167, 0.00055663, 0.00046804, 0.00039031, 0.00032628, 0.00026604, 0.00021196, 0.00016967, 0.00013540, 0.00010357, 0.00007870, 0.00006227, 0.00004136, 0.00003069, 0.00001525, 0.00000556, 0.00000324, -0.00000168, -0.00000342, -0.00000917, -0.00000972, -0.00000762, -0.00001323, -0.00001728, -0.00001209, -0.00000747, -0.00000460, -0.00000511, -0.00000333, -0.00000135, 0.00000304, -0.00000008, -0.00000100, 0.00001002, 0.00000452, 0.00000892, 0.00001590, 0.00001591, 0.00002029, 0.00001842, 0.00003336, 0.00004306, 0.00004501, 0.00003949, 0.00004726, 0.00003787, 0.00004927, 0.00005689, 0.00005859, 0.00006740, 0.00007124, 0.00007207, 0.00007680, 0.00007672, 0.00008791, 0.00008144, 0.00009584, 0.00009259, 0.00010722, 0.00009170, 0.00011054, 0.00012661, 0.00011723, 0.00011280, 0.00011388, 0.00012734, 0.00012407, 0.00013661, 0.00015823, 0.00015468, 0.00015216, 0.00016261, 0.00015502, 0.00016733, 0.00018014, 0.00020156, 0.00018143, 0.00018345, 0.00019081, 0.00018783, 0.00019707, 0.00019770, 0.00019850, 0.00020358, 0.00021186, 0.00020442, 0.00022199, 0.00023184, 0.00024277, 0.00023373, 0.00024347, 0.00025263, 0.00025003, 0.00025138, 0.00026281, 0.00025672, 0.00026349, 0.00026022, 0.00026593, 0.00027781, 0.00028002, 0.00029828, 0.00029057, 0.00029989, 0.00029252, 0.00030419, 0.00030608, 0.00030417, 0.00031072, 0.00032293, 0.00032672, 0.00032632, 0.00029945, 0.00032517, 0.00032973, 0.00032503, 0.00032433, 0.00032730, 0.00033710, 0.00036166, 0.00036511, 0.00034307, 0.00037342, 0.00035773, 0.00035851, 0.00034956, 0.00036812, 0.00038210, 0.00034915, 0.00037177, 0.00037791, 0.00040778, 0.00041286, 0.00040717, 0.00040104, 0.00042547, 0.00041775, 0.00040849, 0.00041751, 0.00039313, 0.00040781, 0.00038992, 0.00041368, 0.00042259, 0.00042690, 0.00042658, 0.00043713, 0.00044285, 0.00042995, 0.00044818, 0.00046336, 0.00050395, 0.00043372, 0.00047137, 0.00045957, 0.00046703, 0.00041938, 0.00045439, 0.00046352, 0.00048613, 0.00045877, 0.00045964, 0.00049494, 0.00048039, 0.00046537, 0.00048041, 0.00047748, 0.00049118, 0.00049376, 0.00050417, 0.00053521, 0.00056594, 0.00054910, 0.00055955, 0.00054759, 0.00053220, 0.00054676, 0.00056183, 0.00055459, 0.00054685, 0.00058038, 0.00060180, 0.00058272, 0.00052399, 0.00055620, 0.00061623, 0.00063155, 0.00060416, 0.00054673, 0.00058933, 0.00060418, 0.00063257, 0.00057977, 0.00057702, 0.00058457, 0.00061360, 0.00060747, 0.00055688, 0.00061952, 0.00071730, 0.00064834, 0.00067248, 0.00067071, 0.00065860, 0.00066248]
NUTNRB | 2015-06-06 |  | A00123 | 254 | CC_eswa | [0.00985884, 0.00184761, -0.00608885, 0.00190799, 0.00064873, -0.00475342, 0.00729516, 0.00824027, 0.01023429, 0.00730594, 0.01305256, 0.01832620, 0.02653140, 0.04206480, 0.05008664, 0.05100392, 0.06140395, 0.06200717, 0.06319701, 0.06333222, 0.06485261, 0.06250834, 0.06069624, 0.05598849, 0.05094567, 0.04478652, 0.03873618, 0.03258991, 0.02706203, 0.02237786, 0.01825505, 0.01482293, 0.01197374, 0.00961129, 0.00766567, 0.00610732, 0.00485135, 0.00384817, 0.00302437, 0.00238735, 0.00187371, 0.00147119, 0.00115420, 0.00090516, 0.00072147, 0.00057149, 0.00045428, 0.00036991, 0.00029606, 0.00024575, 0.00019203, 0.00016301, 0.00015094, 0.00011974, 0.00010126, 0.00009176, 0.00007417, 0.00007267, 0.00005633, 0.00005392, 0.00003776, 0.00003307, 0.00002777, 0.00002418, 0.00001938, 0.00001085, 0.00000706, 0.00000361, 0.00000097, 0.00000032, -0.00000723, -0.00000844, -0.00000900, -0.00000664, -0.00000037, -0.00000735, -0.00000351, -0.00000813, -0.00001993, -0.00000681, 0.00000403, -0.00001276, 0.00000107, 0.00000125, 0.00000534, 0.00000597, 0.00001420, 0.00001612, 0.00002240, 0.00002358, 0.00003003, 0.00000611, -0.00000147, 0.00000205, 0.00000591, 0.00000040, 0.00001191, 0.00001426, 0.00001315, 0.00002440, 0.00001028, 0.00002508, 0.00002503, 0.00002139, 0.00002828, 0.00002295, 0.00003383, 0.00001914, 0.00003329, 0.00002627, 0.00003275, 0.00002294, 0.00001654, 0.00004096, 0.00003651, 0.00004863, 0.00003230, 0.00005453, 0.00003365, 0.00003590, 0.00004097, 0.00005994, 0.00006697, 0.00005054, 0.00005720, 0.00006378, 0.00004722, 0.00005374, 0.00005920, 0.00006456, 0.00006233, 0.00006577, 0.00007463, 0.00008063, 0.00008560, 0.00009049, 0.00009778, 0.00008973, 0.00009316, 0.00009127, 0.00009560, 0.00009253, 0.00007962, 0.00008425, 0.00009510, 0.00009326, 0.00011233, 0.00011880, 0.00012455, 0.00013250, 0.00012347, 0.00012779, 0.00013291, 0.00014033, 0.00013409, 0.00013280, 0.00013614, 0.00013357, 0.00013921, 0.00014058, 0.00012604, 0.00014852, 0.00013779, 0.00018319, 0.00017661, 0.00018568, 0.00019843, 0.00018982, 0.00019591, 0.00020091, 0.00018089, 0.00019949, 0.00021500, 0.00020252, 0.00022133, 0.00019518, 0.00021585, 0.00021050, 0.00020325, 0.00024500, 0.00020194, 0.00021149, 0.00020839, 0.00021163, 0.00021976, 0.00020634, 0.00021448, 0.00021588, 0.00025183, 0.00024131, 0.00027476, 0.00025336, 0.00029475, 0.00030578, 0.00029496, 0.00025427, 0.00028189, 0.00029110, 0.00024571, 0.00027752, 0.00026774, 0.00028650, 0.00026333, 0.00031667, 0.00031261, 0.00035109, 0.00034707, 0.00035869, 0.00034670, 0.00032647, 0.00033600, 0.00032325, 0.00035752, 0.00032355, 0.00036916, 0.00037299, 0.00032403, 0.00038281, 0.00040257, 0.00038587, 0.00037069, 0.00036671, 0.00035728, 0.00037800, 0.00038649, 0.00039804, 0.00038747, 0.00043411, 0.00045028, 0.00036964, 0.00038467, 0.00040039, 0.00042949, 0.00041340, 0.00041675, 0.00040629, 0.00041963, 0.00040817, 0.00048886, 0.00052012, 0.00045531, 0.00051470, 0.00048284, 0.00048690, 0.00039405, 0.00044790, 0.00044691, 0.00048069, 0.00050644, 0.00045668, 0.00045097, 0.00047648, 0.00050376, 0.00045305, 0.00054318, 0.00054677]
NUTNRB | 2015-06-06 |  | A00123 | 254 | CC_di | [35.06913580, 35.99506173, 35.32839506, 39.06913580, 40.66172840, 43.06913580, 43.47654321, 46.80987654, 49.58765432, 50.55061728, 55.84691358, 74.40246914, 150.40246914, 366.29135802, 857.77283951, 1817.92098765, 3385.51358025, 5554.69876543, 8026.29135802, 10375.58765432, 12204.47654321, 13435.66172840, 14168.69876543, 14569.29135802, 14837.80987654, 15122.25432099, 15490.95802469, 16015.88395062, 16729.66172840, 17649.18024691, 18828.06913580, 20212.10617284, 21815.55061728, 23606.95802469, 25455.40246914, 27316.99506173, 29169.80987654, 30846.21728395, 32129.73580247, 33043.21728395, 33434.40246914, 33261.32839506, 32458.18024691, 31655.36543210, 30600.73580247, 29353.21728395, 28121.77283951, 27060.73580247, 26194.29135802, 25551.66172840, 25147.99506173, 25012.84691358, 25076.29135802, 25370.69876543, 25873.92098765, 26562.73580247, 27418.32839506, 28435.92098765, 29572.84691358, 30852.03209877, 32193.80987654, 33512.88395062, 34852.77283951, 36074.03209877, 37107.51358025, 37905.29135802, 38380.69876543, 38452.21728395, 38136.36543210, 37431.14320988, 36338.66172840, 34985.36543210, 33386.40246914, 31677.36543210, 29941.43950617, 28237.77283951, 26636.66172840, 25177.66172840, 23863.58765432, 22689.80987654, 21667.43950617, 20770.03209877, 20017.18024691, 19400.32839506, 18902.73580247, 18513.62469136, 18243.03209877, 18071.99506173, 18005.92098765, 18042.43950617, 18156.25432099, 18364.62469136, 18647.62469136, 18982.80987654, 19398.10617284, 19857.73580247, 20330.18024691, 20795.47654321, 21245.80987654, 21637.99506173, 21948.47654321, 22135.55061728, 22189.18024691, 22099.21728395, 21827.88395062, 21420.21728395, 20885.95802469, 20245.14320988, 19531.51358025, 18787.99506173, 18032.84691358, 17295.92098765, 16598.58765432, 15942.10617284, 15339.06913580, 14817.80987654, 14338.06913580, 13943.73580247, 13596.25432099, 13315.58765432, 13096.06913580, 12941.95802469, 12835.84691358, 12796.58765432, 12805.55061728, 12856.06913580, 12966.99506173, 13115.25432099, 13304.47654321, 13536.88395062, 13790.29135802, 14078.99506173, 14410.43950617, 14743.62469136, 15085.69876543, 15490.25432099, 15872.58765432, 16242.80987654, 16630.84691358, 16990.88395062, 17333.14320988, 17646.03209877, 17922.10617284, 18169.10617284, 18352.06913580, 18491.73580247, 18547.73580247, 18569.66172840, 18496.66172840, 18359.36543210, 18154.55061728, 17885.29135802, 17570.80987654, 17213.47654321, 16792.80987654, 16351.62469136, 15894.55061728, 15407.84691358, 14933.18024691, 14464.58765432, 13976.40246914, 13525.73580247, 13091.47654321, 12672.03209877, 12280.21728395, 11910.62469136, 11560.77283951, 11234.18024691, 10908.95802469, 10605.62469136, 10301.88395062, 10024.32839506, 9746.73580247, 9498.88395062, 9265.92098765, 9051.03209877, 8856.32839506, 8678.18024691, 8516.88395062, 8384.14320988, 8253.77283951, 8141.66172840, 8039.29135802, 7940.84691358, 7841.14320988, 7741.92098765, 7647.03209877, 7560.25432099, 7468.36543210, 7374.03209877, 7287.95802469, 7205.32839506, 7138.73580247, 7079.80987654, 7026.55061728, 6975.25432099, 6927.36543210, 6881.58765432, 6845.84691358, 6814.95802469, 6784.32839506, 6756.77283951, 6730.77283951, 6697.03209877, 6667.47654321, 6635.80987654, 6600.58765432, 6555.55061728, 6509.62469136, 6455.03209877, 6391.58765432, 6324.47654321, 6240.69876543, 6153.51358025, 6063.32839506, 5958.36543210, 5859.32839506, 5755.73580247, 5654.99506173, 5547.69876543, 5427.88395062, 5284.47654321, 5130.25432099, 4975.69876543, 4827.25432099, 4685.29135802, 4557.51358025, 4437.73580247, 4332.58765432, 4224.84691358, 4128.10617284, 4045.10617284, 3964.51358025, 3895.47654321, 3836.03209877, 3748.95802469, 3650.03209877, 3549.32839506, 3456.99506173, 3373.99506173, 3298.95802469, 3227.69876543, 3165.14320988, 3110.69876543, 3065.25432099, 3027.06913580, 2984.40246914, 2942.55061728, 2905.14320988, 2883.25432099, 2841.88395062, 2752.29135802, 2588.51358025, 2351.58765432, 2072.80987654, 2072.80987654]
NUTNRB | 2012-12-27 |  | A00124 | 255 | CC_lower_wavelength_limit_for_spectra_fit | 217 | Constant | From CE02SHSM-00001
NUTNRB | 2012-12-27 |  | A00124 | 255 | CC_upper_wavelength_limit_for_spectra_fit | 240 | Constant
NUTNRB | 2012-12-27 |  | A00124 | 255 | CC_cal_temp | 19.9648
NUTNRB | 2012-12-27 |  | A00124 | 255 | CC_wl | [191.05, 191.84, 192.62, 193.41, 194.19, 194.98, 195.77, 196.56, 197.34, 198.13, 198.92, 199.71, 200.5, 201.29, 202.08, 202.87, 203.66, 204.45, 205.24, 206.03, 206.82, 207.61, 208.4, 209.2, 209.99, 210.78, 211.57, 212.37, 213.16, 213.95, 214.75, 215.54, 216.34, 217.13, 217.93, 218.72, 219.52, 220.31, 221.11, 221.9, 222.7, 223.5, 224.29, 225.09, 225.89, 226.69, 227.48, 228.28, 229.08, 229.88, 230.68, 231.48, 232.27, 233.07, 233.87, 234.67, 235.47, 236.27, 237.07, 237.87, 238.67, 239.48, 240.28, 241.08, 241.88, 242.68, 243.48, 244.29, 245.09, 245.89, 246.69, 247.5, 248.3, 249.1, 249.91, 250.71, 251.51, 252.32, 253.12, 253.92, 254.73, 255.53, 256.34, 257.14, 257.95, 258.75, 259.56, 260.36, 261.17, 261.98, 262.78, 263.59, 264.39, 265.2, 266.01, 266.81, 267.62, 268.43, 269.23, 270.04, 270.85, 271.66, 272.46, 273.27, 274.08, 274.89, 275.69, 276.5, 277.31, 278.12, 278.93, 279.74, 280.55, 281.35, 282.16, 282.97, 283.78, 284.59, 285.4, 286.21, 287.02, 287.83, 288.64, 289.45, 290.26, 291.07, 291.88, 292.69, 293.5, 294.31, 295.12, 295.93, 296.74, 297.55, 298.36, 299.17, 299.98, 300.79, 301.6, 302.41, 303.22, 304.03, 304.85, 305.66, 306.47, 307.28, 308.09, 308.9, 309.71, 310.52, 311.33, 312.15, 312.96, 313.77, 314.58, 315.39, 316.2, 317.01, 317.83, 318.64, 319.45, 320.26, 321.07, 321.88, 322.7, 323.51, 324.32, 325.13, 325.94, 326.75, 327.56, 328.38, 329.19, 330.0, 330.81, 331.62, 332.43, 333.25, 334.06, 334.87, 335.68, 336.49, 337.3, 338.12, 338.93, 339.74, 340.55, 341.36, 342.17, 342.98, 343.79, 344.61, 345.42, 346.23, 347.04, 347.85, 348.66, 349.47, 350.28, 351.09, 351.9, 352.71, 353.52, 354.34, 355.15, 355.96, 356.77, 357.58, 358.39, 359.2, 360.01, 360.82, 361.63, 362.44, 363.25, 364.06, 364.87, 365.68, 366.48, 367.29, 368.1, 368.91, 369.72, 370.53, 371.34, 372.15, 372.96, 373.76, 374.57, 375.38, 376.19, 377.0, 377.81, 378.61, 379.42, 380.23, 381.04, 381.84, 382.65, 383.46, 384.26, 385.07, 385.88, 386.68, 387.49, 388.3, 389.1, 389.91, 390.71, 391.52, 392.33, 393.13, 393.94, 394.74, 395.55, 396.35]
NUTNRB | 2012-12-27 |  | A00124 | 255 | CC_eno3 | [-0.00027392, -0.0002707, 0.00812729, -0.0002643, -0.00026112, 0.00550333, 0.02399625, 0.00374107, -0.00024827, 0.02035267, 0.02951646, 0.00341459, 0.00884406, -0.00023217, -0.00302829, 0.0015388, -0.00358997, -0.00021928, -0.00021606, -0.00040847, 0.00094788, 0.00221635, 0.00375778, 0.00615725, 0.00673863, 0.00677978, 0.006738, 0.00646019, 0.00625559, 0.005997, 0.00571572, 0.00535835, 0.00503684, 0.00468198, 0.00436211, 0.00400557, 0.00368567, 0.00335584, 0.00303717, 0.00273854, 0.0024476, 0.00217578, 0.0019475, 0.00170013, 0.00147245, 0.00130661, 0.00111714, 0.00096448, 0.0008325, 0.00070788, 0.00058249, 0.00049796, 0.00040835, 0.00033799, 0.00027882, 0.00022697, 0.0001787, 0.00014245, 0.00011664, 0.00008666, 0.00007506, 0.00004611, 0.00003984, 0.00002055, 0.00001081, 0.00000379, 0.00000271, -0.00001208, -0.0000083, -0.00000856, -0.0000211, -0.00002351, -0.00001053, -0.00001407, -0.00002011, -0.00000825, -0.00000655, -0.00000834, 0.00001048, -0.00000111, 0.00001256, 0.00000994, -0.00000257, -0.00000394, 0.0000106, 0.00001832, 0.00000942, 0.0000195, 0.0000279, 0.00002614, 0.00003009, 0.00002501, 0.00003085, 0.00003274, 0.00004065, 0.00003792, 0.00004078, 0.00004576, 0.00004946, 0.00004857, 0.00005668, 0.00006327, 0.00007052, 0.00006807, 0.00006009, 0.00007055, 0.00008219, 0.00007967, 0.00008802, 0.00009049, 0.0000948, 0.00011865, 0.00010766, 0.00010851, 0.00010996, 0.000112, 0.00010041, 0.00010823, 0.00010542, 0.00011561, 0.0001212, 0.00013131, 0.00013976, 0.00014948, 0.00015095, 0.00015526, 0.00014207, 0.00015339, 0.00016491, 0.00016058, 0.00015913, 0.00016944, 0.00016171, 0.00017115, 0.00016917, 0.00018424, 0.00018448, 0.00021333, 0.00019306, 0.00020705, 0.00021395, 0.00022182, 0.00022642, 0.00021418, 0.00021317, 0.00022779, 0.00021709, 0.00021658, 0.00023023, 0.00022719, 0.0002319, 0.00024164, 0.00024051, 0.00024318, 0.00025885, 0.00024899, 0.00024837, 0.00025594, 0.00026516, 0.00027393, 0.00026523, 0.00026822, 0.00027341, 0.00029091, 0.00028876, 0.00029348, 0.00027439, 0.00029377, 0.00027607, 0.00026795, 0.00025665, 0.00027594, 0.00030239, 0.00027647, 0.00030557, 0.00030119, 0.00031048, 0.00031596, 0.00032246, 0.00034766, 0.00033672, 0.00034978, 0.00030526, 0.00031385, 0.00032576, 0.00034114, 0.00031788, 0.0003233, 0.00033436, 0.00035913, 0.00033057, 0.00034761, 0.00034858, 0.00037501, 0.00037949, 0.00037821, 0.0003979, 0.00042245, 0.00039768, 0.00037035, 0.00037007, 0.00038998, 0.00037895, 0.00038586, 0.00041335, 0.0004119, 0.00040177, 0.00038018, 0.00040586, 0.00043596, 0.00046552, 0.00044334, 0.00045377, 0.00046858, 0.00043518, 0.00046004, 0.0004567, 0.00046643, 0.00048264, 0.00048995, 0.00045917, 0.00048267, 0.00049545, 0.00045259, 0.00048848, 0.00045697, 0.0004697, 0.00048285, 0.00046026, 0.00057226, 0.00049777, 0.00059385, 0.00055724, 0.00054369, 0.0005635, 0.00052254, 0.00054756, 0.00054714, 0.00055387, 0.00055565, 0.00049857, 0.00053018, 0.00056013, 0.00055047, 0.0005622, 0.00056307, 0.00056389, 0.00062894, 0.00055709, 0.00058865, 0.00054958, 0.00062769, 0.00056535, 0.00061909, 0.00060753, 0.0006108]
NUTNRB | 2012-12-27 |  | A00124 | 255 | CC_eswa | [-0.00039228, 0.01361095, 0.01225626, 0.021041, 0.02361263, 0.00873975, -0.01684289, 0.00796565, 0.01786458, 0.00807975, 0.0099724, 0.02716438, 0.04019435, 0.05979126, 0.07018514, 0.0658144, 0.06905386, 0.07158694, 0.07490811, 0.07189435, 0.0665069, 0.06456659, 0.05579582, 0.04816661, 0.04069262, 0.03443405, 0.02863726, 0.02363601, 0.01933934, 0.01573527, 0.01273939, 0.01025151, 0.00819216, 0.00652484, 0.00516709, 0.00407311, 0.0031922, 0.00248471, 0.00193438, 0.00148798, 0.00116783, 0.00089407, 0.00068717, 0.00054997, 0.00043443, 0.00033092, 0.00026323, 0.00020752, 0.00015864, 0.00012094, 0.00010928, 0.00008647, 0.00007034, 0.00006941, 0.00005002, 0.00003062, 0.00003289, 0.0000286, 0.00001241, 0.0000156, 0.00000964, 0.00001196, 0.00000567, 0.00000144, 0.00000669, 0.00000996, -0.00000032, 0.00000152, -0.00000846, -0.0000024, 0.00000819, -0.00000082, -0.00000315, 0.00000325, 0.00000445, -0.00001344, -0.00000902, -0.00000834, -0.00001985, -0.00000482, -0.00002221, -0.00000364, 0.00002284, 0.00001107, 0.00000372, 0.00000053, 0.00001713, 0.00001678, 0.00002046, 0.00000805, 0.00003065, 0.00002032, 0.00002383, 0.00002125, 0.00001197, 0.00003013, 0.00001718, 0.00002141, 0.00001735, 0.00003519, 0.00003089, 0.00002976, 0.00001507, 0.00002891, 0.00003091, 0.00004354, 0.00002964, 0.00005715, 0.00004024, 0.00004925, 0.00004673, 0.00003949, 0.00005826, 0.00005784, 0.0000703, 0.00004256, 0.00007196, 0.00007334, 0.0000745, 0.00006895, 0.00006984, 0.0000734, 0.00006417, 0.00004537, 0.00006075, 0.00006278, 0.00008258, 0.00010155, 0.00009093, 0.00009428, 0.00010363, 0.00010241, 0.00009222, 0.00010629, 0.00011308, 0.00011252, 0.00011346, 0.00010891, 0.00012002, 0.00011338, 0.00012311, 0.000105, 0.00012119, 0.00012433, 0.00012567, 0.00012519, 0.00014365, 0.00013586, 0.00013628, 0.00012021, 0.00014881, 0.00013977, 0.00015233, 0.00015282, 0.00013228, 0.00015246, 0.00017454, 0.0001741, 0.00017346, 0.00016501, 0.00018687, 0.00018415, 0.00020284, 0.00018986, 0.00018651, 0.00019743, 0.00019775, 0.00017551, 0.00021671, 0.00023937, 0.00024438, 0.00025612, 0.0002421, 0.00027115, 0.00024022, 0.00025567, 0.00024741, 0.00026813, 0.00026824, 0.000262, 0.00027452, 0.00024881, 0.00029501, 0.0002662, 0.0002605, 0.00025732, 0.00031724, 0.00028592, 0.00028409, 0.00025753, 0.0003549, 0.00029359, 0.00031677, 0.00030647, 0.00028205, 0.00031806, 0.00028496, 0.00026004, 0.00031912, 0.00033135, 0.00033502, 0.00032714, 0.00031914, 0.00032127, 0.00032619, 0.00034002, 0.00031352, 0.00036206, 0.00036872, 0.00034759, 0.0003242, 0.00035563, 0.00034095, 0.00032722, 0.00036325, 0.00037663, 0.00037624, 0.00036852, 0.00038972, 0.00033044, 0.00035915, 0.00038503, 0.00039172, 0.00040699, 0.00042538, 0.00051504, 0.00042766, 0.00044767, 0.00037316, 0.00033313, 0.00043606, 0.00035876, 0.00032379, 0.000366, 0.00042251, 0.0004085, 0.00039635, 0.00047363, 0.00048011, 0.00047765, 0.00049342, 0.00046558, 0.00051363, 0.00050451, 0.00045578, 0.00044247, 0.00049227, 0.00046877, 0.00051615, 0.00045825, 0.000527, 0.00055489, 0.00052323, 0.00051362, 0.00046522, 0.00046888]
NUTNRB | 2012-12-27 |  | A00124 | 255 | CC_di | [23.0, 29.0, 34.0, 51.0, 31.0, 34.0, 8.0, 49.0, 28.0, 38.0, 68.0, 227.0, 655.0, 1744.0, 3630.0, 6124.0, 8616.0, 10681.0, 12219.0, 13356.0, 14343.0, 15291.0, 16333.0, 17562.0, 19008.0, 20706.0, 22667.0, 24897.0, 27275.0, 29778.0, 32204.0, 34433.0, 36250.0, 37520.0, 38169.0, 38104.0, 37452.0, 36286.0, 34796.0, 33147.0, 31609.0, 30164.0, 28952.0, 28015.0, 27334.0, 26942.0, 26816.0, 26970.0, 27378.0, 28047.0, 28958.0, 30089.0, 31411.0, 32930.0, 34529.0, 36223.0, 37886.0, 39472.0, 40888.0, 42015.0, 42761.0, 43086.0, 42947.0, 42339.0, 41300.0, 39881.0, 38205.0, 36385.0, 34478.0, 32644.0, 30915.0, 29283.0, 27845.0, 26545.0, 25403.0, 24437.0, 23640.0, 22925.0, 22365.0, 21942.0, 21599.0, 21413.0, 21323.0, 21300.0, 21417.0, 21593.0, 21867.0, 22248.0, 22689.0, 23155.0, 23696.0, 24215.0, 24757.0, 25256.0, 25652.0, 25983.0, 26153.0, 26148.0, 25967.0, 25608.0, 25042.0, 24338.0, 23512.0, 22603.0, 21656.0, 20726.0, 19794.0, 18952.0, 18106.0, 17400.0, 16750.0, 16191.0, 15700.0, 15288.0, 14954.0, 14657.0, 14463.0, 14304.0, 14216.0, 14211.0, 14238.0, 14338.0, 14477.0, 14675.0, 14944.0, 15256.0, 15609.0, 16044.0, 16489.0, 16944.0, 17465.0, 17980.0, 18498.0, 19055.0, 19582.0, 20094.0, 20584.0, 21040.0, 21427.0, 21795.0, 22095.0, 22283.0, 22431.0, 22453.0, 22388.0, 22265.0, 22036.0, 21727.0, 21348.0, 20905.0, 20441.0, 19913.0, 19378.0, 18806.0, 18251.0, 17690.0, 17178.0, 16667.0, 16170.0, 15707.0, 15288.0, 14888.0, 14529.0, 14180.0, 13822.0, 13514.0, 13202.0, 12888.0, 12631.0, 12355.0, 12096.0, 11863.0, 11642.0, 11440.0, 11256.0, 11088.0, 10929.0, 10773.0, 10639.0, 10505.0, 10383.0, 10251.0, 10145.0, 10036.0, 9937.0, 9844.0, 9794.0, 9700.0, 9623.0, 9564.0, 9528.0, 9453.0, 9425.0, 9376.0, 9343.0, 9326.0, 9279.0, 9226.0, 9219.0, 9188.0, 9152.0, 9104.0, 9052.0, 9007.0, 8939.0, 8882.0, 8767.0, 8708.0, 8604.0, 8486.0, 8362.0, 8224.0, 8080.0, 7928.0, 7756.0, 7604.0, 7427.0, 7270.0, 7103.0, 6923.0, 6756.0, 6561.0, 6370.0, 6151.0, 5969.0, 5813.0, 5648.0, 5521.0, 5359.0, 5254.0, 5161.0, 5039.0, 4949.0, 4903.0, 4849.0, 4737.0, 4618.0, 4535.0, 4437.0, 4343.0, 4259.0, 4162.0, 4117.0, 4064.0, 4003.0, 3964.0, 3941.0, 3894.0, 3847.0, 3832.0, 3853.0, 3794.0, 3609.0, 3303.0, 2951.0, 2951.0]
NUTNRB | 2016-01-01 |  | A00124 | 255 | CC_lower_wavelength_limit_for_spectra_fit | 217 | Constant | From CE02SHSM-00003
NUTNRB | 2016-01-01 |  | A00124 | 255 | CC_upper_wavelength_limit_for_spectra_fit | 240 | Constant
NUTNRB | 2016-01-01 |  | A00124 | 255 | CC_cal_temp | 20.01
NUTNRB | 2016-01-01 |  | A00124 | 255 | CC_wl | [191.05, 191.84, 192.62, 193.41, 194.19, 194.98, 195.77, 196.56, 197.34, 198.13, 198.92, 199.71, 200.50, 201.29, 202.08, 202.87, 203.66, 204.45, 205.24, 206.03, 206.82, 207.61, 208.40, 209.20, 209.99, 210.78, 211.57, 212.37, 213.16, 213.95, 214.75, 215.54, 216.34, 217.13, 217.93, 218.72, 219.52, 220.31, 221.11, 221.90, 222.70, 223.50, 224.29, 225.09, 225.89, 226.69, 227.48, 228.28, 229.08, 229.88, 230.68, 231.48, 232.27, 233.07, 233.87, 234.67, 235.47, 236.27, 237.07, 237.87, 238.67, 239.48, 240.28, 241.08, 241.88, 242.68, 243.48, 244.29, 245.09, 245.89, 246.69, 247.50, 248.30, 249.10, 249.91, 250.71, 251.51, 252.32, 253.12, 253.92, 254.73, 255.53, 256.34, 257.14, 257.95, 258.75, 259.56, 260.36, 261.17, 261.98, 262.78, 263.59, 264.39, 265.20, 266.01, 266.81, 267.62, 268.43, 269.23, 270.04, 270.85, 271.66, 272.46, 273.27, 274.08, 274.89, 275.69, 276.50, 277.31, 278.12, 278.93, 279.74, 280.55, 281.35, 282.16, 282.97, 283.78, 284.59, 285.40, 286.21, 287.02, 287.83, 288.64, 289.45, 290.26, 291.07, 291.88, 292.69, 293.50, 294.31, 295.12, 295.93, 296.74, 297.55, 298.36, 299.17, 299.98, 300.79, 301.60, 302.41, 303.22, 304.03, 304.85, 305.66, 306.47, 307.28, 308.09, 308.90, 309.71, 310.52, 311.33, 312.15, 312.96, 313.77, 314.58, 315.39, 316.20, 317.01, 317.83, 318.64, 319.45, 320.26, 321.07, 321.88, 322.70, 323.51, 324.32, 325.13, 325.94, 326.75, 327.56, 328.38, 329.19, 330.00, 330.81, 331.62, 332.43, 333.25, 334.06, 334.87, 335.68, 336.49, 337.30, 338.12, 338.93, 339.74, 340.55, 341.36, 342.17, 342.98, 343.79, 344.61, 345.42, 346.23, 347.04, 347.85, 348.66, 349.47, 350.28, 351.09, 351.90, 352.71, 353.52, 354.34, 355.15, 355.96, 356.77, 357.58, 358.39, 359.20, 360.01, 360.82, 361.63, 362.44, 363.25, 364.06, 364.87, 365.68, 366.48, 367.29, 368.10, 368.91, 369.72, 370.53, 371.34, 372.15, 372.96, 373.76, 374.57, 375.38, 376.19, 377.00, 377.81, 378.61, 379.42, 380.23, 381.04, 381.84, 382.65, 383.46, 384.26, 385.07, 385.88, 386.68, 387.49, 388.30, 389.10, 389.91, 390.71, 391.52, 392.33, 393.13, 393.94, 394.74, 395.55, 396.35]
NUTNRB | 2016-01-01 |  | A00124 | 255 | CC_eno3 | [-0.00019146, -0.01766247, 0.01552470, -0.00018179, -0.00017859, -0.00017535, -0.00457439, -0.00120369, -0.01961945, -0.01279118, -0.00183286, 0.00694396, -0.00455500, -0.00098507, 0.00072282, 0.01345870, 0.00598955, 0.00071548, -0.00272179, 0.00093377, 0.00097829, 0.00257210, 0.00419747, 0.00608113, 0.00666948, 0.00661449, 0.00658782, 0.00634259, 0.00618458, 0.00585389, 0.00555665, 0.00523550, 0.00491711, 0.00460258, 0.00426111, 0.00391801, 0.00360972, 0.00328419, 0.00298144, 0.00268167, 0.00241072, 0.00215499, 0.00190259, 0.00166813, 0.00146334, 0.00127735, 0.00110253, 0.00094418, 0.00080627, 0.00068304, 0.00057274, 0.00048522, 0.00040414, 0.00032955, 0.00026693, 0.00022034, 0.00017453, 0.00013178, 0.00010992, 0.00008439, 0.00006542, 0.00004310, 0.00003116, 0.00001881, 0.00000994, 0.00000100, -0.00000359, -0.00000035, -0.00000738, -0.00001282, -0.00001711, -0.00001314, -0.00001396, -0.00001219, -0.00001016, -0.00001080, -0.00000525, -0.00000196, -0.00000153, -0.00000090, 0.00001226, 0.00001104, -0.00000159, 0.00000542, 0.00000935, 0.00000711, 0.00000665, 0.00000821, 0.00002606, 0.00002714, 0.00002915, 0.00003522, 0.00003925, 0.00004203, 0.00004578, 0.00003805, 0.00004229, 0.00005028, 0.00005955, 0.00006119, 0.00005744, 0.00006771, 0.00006698, 0.00007587, 0.00007233, 0.00007296, 0.00007758, 0.00008167, 0.00007574, 0.00008921, 0.00010733, 0.00011297, 0.00011734, 0.00010960, 0.00012000, 0.00012134, 0.00012031, 0.00012804, 0.00013281, 0.00013723, 0.00015130, 0.00013864, 0.00015313, 0.00016304, 0.00016383, 0.00016292, 0.00016612, 0.00017563, 0.00019033, 0.00018355, 0.00018476, 0.00019053, 0.00020587, 0.00020179, 0.00020009, 0.00020005, 0.00022060, 0.00020836, 0.00021628, 0.00021522, 0.00023375, 0.00022874, 0.00023592, 0.00023343, 0.00023794, 0.00025190, 0.00023920, 0.00024741, 0.00025137, 0.00026200, 0.00026095, 0.00025148, 0.00025484, 0.00026191, 0.00026200, 0.00026815, 0.00026509, 0.00027210, 0.00027821, 0.00029114, 0.00028453, 0.00028434, 0.00030826, 0.00030705, 0.00030944, 0.00030566, 0.00031806, 0.00031484, 0.00029984, 0.00031522, 0.00030792, 0.00032140, 0.00033901, 0.00033618, 0.00033045, 0.00033101, 0.00035459, 0.00032719, 0.00036030, 0.00036215, 0.00036607, 0.00035867, 0.00035212, 0.00035170, 0.00036067, 0.00035386, 0.00036208, 0.00036270, 0.00039084, 0.00039941, 0.00038466, 0.00039892, 0.00040766, 0.00040290, 0.00040266, 0.00039319, 0.00039741, 0.00041205, 0.00043022, 0.00042060, 0.00042612, 0.00043624, 0.00044290, 0.00042237, 0.00041577, 0.00044739, 0.00042859, 0.00043247, 0.00043632, 0.00044643, 0.00047455, 0.00045928, 0.00043943, 0.00044542, 0.00045558, 0.00046749, 0.00046241, 0.00046883, 0.00048732, 0.00050201, 0.00051239, 0.00050042, 0.00048229, 0.00052883, 0.00054957, 0.00049575, 0.00048993, 0.00051491, 0.00053116, 0.00048305, 0.00048055, 0.00054977, 0.00056352, 0.00052518, 0.00050342, 0.00048926, 0.00054814, 0.00056465, 0.00054549, 0.00056518, 0.00056018, 0.00057572, 0.00055740, 0.00055221, 0.00058978, 0.00058202, 0.00055735, 0.00049585, 0.00059062, 0.00062489, 0.00066777, 0.00063712, 0.00062524, 0.00067023, 0.00063599, 0.00063927]
NUTNRB | 2016-01-01 |  | A00124 | 255 | CC_eswa | [-0.00051144, 0.02809123, 0.00747022, 0.02820765, -0.00049501, -0.00049087, 0.01980149, 0.01106796, 0.03278887, 0.01820241, 0.01909746, 0.02761783, 0.05409710, 0.05448127, 0.06325332, 0.06028296, 0.06598551, 0.06842854, 0.07052781, 0.06718337, 0.06547341, 0.06111799, 0.05445991, 0.04775982, 0.04086770, 0.03449257, 0.02867051, 0.02365148, 0.01934416, 0.01576993, 0.01276777, 0.01027721, 0.00823458, 0.00655487, 0.00520600, 0.00411193, 0.00322170, 0.00251918, 0.00196811, 0.00153520, 0.00119135, 0.00092731, 0.00074009, 0.00058003, 0.00046457, 0.00036393, 0.00030774, 0.00024652, 0.00020110, 0.00016762, 0.00013830, 0.00012234, 0.00010545, 0.00008514, 0.00007264, 0.00006711, 0.00005792, 0.00004621, 0.00003616, 0.00003471, 0.00002686, 0.00002041, 0.00001397, 0.00000954, 0.00000926, 0.00000856, -0.00000195, -0.00000470, -0.00000164, -0.00000131, 0.00000290, -0.00001062, -0.00000749, -0.00000868, -0.00000917, -0.00001238, -0.00001290, -0.00000867, 0.00000264, -0.00000333, -0.00000588, -0.00000754, 0.00001834, 0.00000504, 0.00000195, 0.00000959, 0.00001448, 0.00002010, 0.00000915, 0.00001182, 0.00002376, 0.00001702, 0.00001416, 0.00001961, 0.00002068, 0.00002701, 0.00002245, 0.00003072, 0.00003157, 0.00003220, 0.00003450, 0.00003747, 0.00003689, 0.00004506, 0.00003449, 0.00003927, 0.00005208, 0.00005002, 0.00006671, 0.00005599, 0.00004659, 0.00006053, 0.00005169, 0.00005377, 0.00006109, 0.00006065, 0.00007781, 0.00007573, 0.00006605, 0.00006515, 0.00007258, 0.00008436, 0.00008562, 0.00007509, 0.00008582, 0.00009984, 0.00009214, 0.00010101, 0.00009149, 0.00010351, 0.00010578, 0.00011257, 0.00009737, 0.00012860, 0.00012546, 0.00013144, 0.00011927, 0.00014613, 0.00015275, 0.00014287, 0.00013353, 0.00015044, 0.00015750, 0.00016533, 0.00017455, 0.00015876, 0.00018452, 0.00017861, 0.00017918, 0.00017535, 0.00018455, 0.00019302, 0.00019199, 0.00019573, 0.00020070, 0.00021781, 0.00021081, 0.00021793, 0.00022592, 0.00022931, 0.00023103, 0.00022847, 0.00021210, 0.00025378, 0.00025149, 0.00025491, 0.00023546, 0.00026328, 0.00027502, 0.00026644, 0.00027524, 0.00028517, 0.00027113, 0.00028390, 0.00028819, 0.00028593, 0.00029891, 0.00032355, 0.00029230, 0.00028219, 0.00029865, 0.00032380, 0.00033371, 0.00031581, 0.00036253, 0.00035530, 0.00036396, 0.00035516, 0.00034336, 0.00033910, 0.00036316, 0.00035621, 0.00037252, 0.00037713, 0.00038823, 0.00040878, 0.00038689, 0.00036469, 0.00037174, 0.00042464, 0.00041167, 0.00039871, 0.00040875, 0.00042999, 0.00042795, 0.00042446, 0.00041950, 0.00044717, 0.00046106, 0.00045052, 0.00042038, 0.00041644, 0.00043668, 0.00043578, 0.00043150, 0.00043008, 0.00046515, 0.00044536, 0.00045920, 0.00044325, 0.00047581, 0.00047625, 0.00051555, 0.00045633, 0.00047605, 0.00055205, 0.00053766, 0.00051273, 0.00051162, 0.00052202, 0.00050362, 0.00048910, 0.00047877, 0.00052368, 0.00053900, 0.00053941, 0.00053697, 0.00053980, 0.00057060, 0.00055345, 0.00056180, 0.00054016, 0.00059090, 0.00054358, 0.00054815, 0.00055584, 0.00064327, 0.00067506, 0.00061531, 0.00057719, 0.00061090, 0.00060656, 0.00061059, 0.00058559, 0.00066984, 0.00067403]
NUTNRB | 2016-01-01 |  | A00124 | 255 | CC_di | [22.73231663, 26.13972404, 27.95453885, 26.02861293, 27.65824256, 27.95453885, 30.62120552, 32.91750182, 36.62120552, 61.95453885, 173.47305737, 525.84342774, 1355.84342774, 2837.84342774, 4864.36194626, 7073.25083515, 9087.28787219, 10804.73231663, 12241.10268700, 13544.06564996, 14823.13972404, 16168.51009441, 17639.02861293, 19314.39898330, 21200.65824256, 23340.62120552, 25748.02861293, 28386.28787219, 31204.21379811, 34108.32490922, 36925.62120552, 39532.54713145, 41700.02861293, 43244.54713145, 44087.06564996, 44145.10268700, 43461.25083515, 42181.80639070, 40487.43602033, 38598.28787219, 36726.58416848, 34995.51009441, 33494.21379811, 32325.13972404, 31458.32490922, 30897.80639070, 30687.25083515, 30775.43602033, 31163.95453885, 31859.02861293, 32806.84342774, 34029.76935367, 35506.39898330, 37151.80639070, 38967.69527959, 40894.32490922, 42813.17676107, 44666.99157589, 46391.13972404, 47820.17676107, 48879.32490922, 49490.95453885, 49580.65824256, 49184.58416848, 48257.39898330, 46868.84342774, 45178.73231663, 43248.13972404, 41193.25083515, 39132.62120552, 37161.91750182, 35287.76935367, 33609.36194626, 32090.02861293, 30754.47305737, 29609.73231663, 28621.69527959, 27772.25083515, 27090.88046478, 26541.84342774, 26122.13972404, 25844.99157589, 25674.51009441, 25630.32490922, 25699.76935367, 25876.62120552, 26154.43602033, 26543.13972404, 26992.02861293, 27521.02861293, 28098.43602033, 28692.84342774, 29295.84342774, 29840.17676107, 30319.73231663, 30678.47305737, 30888.25083515, 30883.28787219, 30685.73231663, 30271.32490922, 29624.65824256, 28811.65824256, 27842.54713145, 26760.73231663, 25651.28787219, 24518.10268700, 23409.69527959, 22369.95453885, 21394.62120552, 20502.76935367, 19710.54713145, 19021.73231663, 18412.69527959, 17902.99157589, 17460.36194626, 17113.51009441, 16859.06564996, 16658.76935367, 16538.13972404, 16499.69527959, 16521.06564996, 16612.95453885, 16775.25083515, 16994.13972404, 17267.28787219, 17612.84342774, 18000.51009441, 18449.21379811, 18929.80639070, 19435.99157589, 19984.06564996, 20546.39898330, 21113.95453885, 21695.73231663, 22267.84342774, 22804.91750182, 23329.28787219, 23805.17676107, 24226.65824256, 24607.58416848, 24906.21379811, 25110.69527959, 25244.51009441, 25274.54713145, 25188.47305737, 25025.21379811, 24753.43602033, 24401.10268700, 23972.13972404, 23464.17676107, 22909.80639070, 22319.25083515, 21695.10268700, 21045.32490922, 20404.58416848, 19753.62120552, 19130.36194626, 18530.91750182, 17958.25083515, 17421.43602033, 16919.69527959, 16451.25083515, 16027.06564996, 15625.47305737, 15226.99157589, 14853.32490922, 14498.84342774, 14154.54713145, 13833.10268700, 13511.88046478, 13205.25083515, 12929.17676107, 12671.54713145, 12438.43602033, 12233.65824256, 12020.65824256, 11829.73231663, 11655.88046478, 11491.73231663, 11345.06564996, 11209.39898330, 11068.95453885, 10943.39898330, 10817.02861293, 10704.02861293, 10597.47305737, 10510.88046478, 10423.06564996, 10334.28787219, 10252.54713145, 10180.69527959, 10115.84342774, 10063.73231663, 10012.43602033, 9976.80639070, 9936.54713145, 9882.25083515, 9835.80639070, 9797.32490922, 9756.02861293, 9721.10268700, 9669.62120552, 9612.13972404, 9556.25083515, 9486.76935367, 9412.47305737, 9328.36194626, 9227.99157589, 9118.65824256, 9000.73231663, 8871.13972404, 8721.51009441, 8569.32490922, 8403.88046478, 8230.95453885, 8055.54713145, 7876.39898330, 7699.58416848, 7530.36194626, 7355.54713145, 7169.84342774, 6957.17676107, 6735.95453885, 6520.73231663, 6314.10268700, 6134.76935367, 5974.65824256, 5827.95453885, 5689.95453885, 5564.80639070, 5447.02861293, 5337.36194626, 5252.88046478, 5185.80639070, 5114.76935367, 5017.10268700, 4893.32490922, 4768.13972404, 4665.43602033, 4570.80639070, 4478.02861293, 4397.25083515, 4324.47305737, 4263.99157589, 4221.65824256, 4181.54713145, 4131.02861293, 4076.65824256, 4034.06564996, 4025.43602033, 4016.51009441, 3938.99157589, 3749.84342774, 3436.58416848, 3086.36194626, 3086.36194626]
NUTNRB | 2012-12-27 |  | A00125 | 256 | CC_lower_wavelength_limit_for_spectra_fit | 217 | Constant | From CE04OSSM-00001
NUTNRB | 2012-12-27 |  | A00125 | 256 | CC_upper_wavelength_limit_for_spectra_fit | 240 | Constant
NUTNRB | 2012-12-27 |  | A00125 | 256 | CC_cal_temp | 20.0356
NUTNRB | 2012-12-27 |  | A00125 | 256 | CC_wl | [191.08, 191.87, 192.65, 193.43, 194.22, 195.0, 195.79, 196.57, 197.36, 198.14, 198.93, 199.71, 200.5, 201.28, 202.07, 202.86, 203.64, 204.43, 205.22, 206.01, 206.79, 207.58, 208.37, 209.16, 209.95, 210.74, 211.53, 212.32, 213.11, 213.9, 214.69, 215.48, 216.27, 217.06, 217.85, 218.64, 219.43, 220.22, 221.02, 221.81, 222.6, 223.39, 224.19, 224.98, 225.77, 226.57, 227.36, 228.15, 228.95, 229.74, 230.54, 231.33, 232.13, 232.92, 233.72, 234.51, 235.31, 236.1, 236.9, 237.69, 238.49, 239.29, 240.08, 240.88, 241.68, 242.47, 243.27, 244.07, 244.87, 245.66, 246.46, 247.26, 248.06, 248.86, 249.65, 250.45, 251.25, 252.05, 252.85, 253.65, 254.45, 255.25, 256.05, 256.85, 257.65, 258.45, 259.25, 260.05, 260.85, 261.65, 262.45, 263.25, 264.05, 264.85, 265.65, 266.45, 267.25, 268.06, 268.86, 269.66, 270.46, 271.26, 272.06, 272.87, 273.67, 274.47, 275.27, 276.07, 276.88, 277.68, 278.48, 279.28, 280.09, 280.89, 281.69, 282.49, 283.3, 284.1, 284.9, 285.71, 286.51, 287.31, 288.12, 288.92, 289.72, 290.53, 291.33, 292.13, 292.94, 293.74, 294.55, 295.35, 296.15, 296.96, 297.76, 298.57, 299.37, 300.17, 300.98, 301.78, 302.59, 303.39, 304.19, 305.0, 305.8, 306.61, 307.41, 308.22, 309.02, 309.82, 310.63, 311.43, 312.24, 313.04, 313.85, 314.65, 315.45, 316.26, 317.06, 317.87, 318.67, 319.48, 320.28, 321.08, 321.89, 322.69, 323.5, 324.3, 325.1, 325.91, 326.71, 327.52, 328.32, 329.13, 329.93, 330.73, 331.54, 332.34, 333.14, 333.95, 334.75, 335.56, 336.36, 337.16, 337.97, 338.77, 339.57, 340.38, 341.18, 341.98, 342.79, 343.59, 344.39, 345.2, 346.0, 346.8, 347.6, 348.41, 349.21, 350.01, 350.82, 351.62, 352.42, 353.22, 354.02, 354.83, 355.63, 356.43, 357.23, 358.03, 358.83, 359.64, 360.44, 361.24, 362.04, 362.84, 363.64, 364.44, 365.24, 366.04, 366.84, 367.64, 368.45, 369.25, 370.05, 370.85, 371.64, 372.44, 373.24, 374.04, 374.84, 375.64, 376.44, 377.24, 378.04, 378.84, 379.63, 380.43, 381.23, 382.03, 382.83, 383.62, 384.42, 385.22, 386.02, 386.81, 387.61, 388.41, 389.2, 390.0, 390.8, 391.59, 392.39, 393.18, 393.98, 394.77]
NUTNRB | 2012-12-27 |  | A00125 | 256 | CC_eno3 | [-0.00153893, -0.01296093, 0.00571804, 0.00793299, 0.00353377, -0.00024489, 0.0037507, 0.0185944, 0.00729003, -0.00736358, 0.00254914, -0.00022659, 0.00609461, 0.00122931, 0.00145625, 0.0058616, 0.00314073, -0.0040808, 0.0004694, 0.00003138, 0.00636804, 0.00187834, 0.00374725, 0.00545161, 0.00632882, 0.00664332, 0.00656266, 0.00633246, 0.00611061, 0.00586779, 0.00554005, 0.00519233, 0.00494044, 0.00461674, 0.00428336, 0.00396973, 0.00367012, 0.0033591, 0.00306032, 0.0027723, 0.00249877, 0.00224942, 0.00198916, 0.00175306, 0.00154146, 0.00133967, 0.00115306, 0.00099092, 0.00085391, 0.00071936, 0.00059895, 0.00050137, 0.000417, 0.00036257, 0.00028483, 0.00022419, 0.00019358, 0.00015606, 0.00012733, 0.00008862, 0.00005638, 0.00004833, 0.00003613, 0.00002697, 0.00000767, 0.00000032, 0.00000319, -0.00001396, -0.00001103, -0.00000526, -0.00001526, -0.00001636, -0.00001705, -0.00000921, -0.00000808, -0.0000097, -0.00001965, 0.00000314, 0.00001173, 0.00000896, -0.00002704, -0.0000011, -0.00000277, 0.00002177, -0.00000722, 0.00001877, 0.00002502, 0.00002107, -0.00000096, 0.00001833, 0.00002015, 0.00002438, 0.0000112, 0.00001856, 0.00003341, 0.00006647, 0.00004837, 0.00003944, 0.00006026, 0.00005015, 0.00003976, 0.00004133, 0.0000494, 0.00008077, 0.00006177, 0.00006382, 0.00007928, 0.0000916, 0.00009681, 0.00007693, 0.00009322, 0.00008046, 0.00006789, 0.00007919, 0.00010024, 0.00009106, 0.00011019, 0.00008643, 0.0001169, 0.00011428, 0.00011231, 0.00009903, 0.00011426, 0.00011823, 0.0001359, 0.00015161, 0.00015608, 0.00014229, 0.00016459, 0.00016707, 0.00014645, 0.00016598, 0.00016486, 0.00015902, 0.00016953, 0.00015206, 0.00016121, 0.00015028, 0.00015998, 0.00017355, 0.00018728, 0.0002046, 0.00018383, 0.0001785, 0.00020436, 0.00020349, 0.00020759, 0.00019982, 0.00021001, 0.00022356, 0.0002109, 0.00024634, 0.00022523, 0.00023721, 0.00023849, 0.00023789, 0.00022915, 0.00023245, 0.0002467, 0.00022976, 0.00023007, 0.00024287, 0.00025618, 0.00024341, 0.000245, 0.00024725, 0.00026869, 0.00026724, 0.00025126, 0.00029824, 0.00028892, 0.00030272, 0.00031889, 0.00032885, 0.00033023, 0.00029738, 0.00027433, 0.00027826, 0.00029068, 0.00029595, 0.00029799, 0.00030872, 0.00031408, 0.00031175, 0.0002983, 0.00033034, 0.00030884, 0.00034927, 0.00034345, 0.00033638, 0.00035808, 0.00033581, 0.00036695, 0.00035029, 0.00037223, 0.00038723, 0.00040103, 0.00034158, 0.00037077, 0.00034301, 0.00035566, 0.00031601, 0.00034409, 0.00038989, 0.00041672, 0.00037125, 0.00037198, 0.00036913, 0.0003877, 0.00037407, 0.00036391, 0.00040312, 0.00041236, 0.00041068, 0.00043244, 0.00042957, 0.0004317, 0.00044017, 0.00045902, 0.00042085, 0.00040407, 0.00040824, 0.00039169, 0.00043907, 0.00040901, 0.00041883, 0.00039391, 0.00043346, 0.00046347, 0.0004799, 0.00048522, 0.00045515, 0.00048052, 0.0004752, 0.00042039, 0.0004781, 0.00047769, 0.00047362, 0.00046359, 0.00045865, 0.00055119, 0.00054144, 0.00055783, 0.00048375, 0.00046798, 0.00047082, 0.00046099, 0.00043604, 0.00049872, 0.00052139, 0.00050895, 0.00053283, 0.00051943, 0.00058936, 0.00062908, 0.00063215]
NUTNRB | 2012-12-27 |  | A00125 | 256 | CC_eswa | [0.00430185, 0.0053436, -0.00529714, 0.00293201, 0.01399121, 0.00203805, 0.00815202, 0.00294775, 0.01797097, 0.02231794, 0.02312883, 0.02984945, 0.04552852, 0.06469191, 0.05731687, 0.06340399, 0.06414742, 0.06874845, 0.06528767, 0.06465205, 0.06095864, 0.05849528, 0.05173996, 0.04443991, 0.03865406, 0.03253644, 0.02695645, 0.02229703, 0.01833337, 0.01494642, 0.01214173, 0.00984135, 0.00788563, 0.00633193, 0.0050494, 0.00401019, 0.00318451, 0.00250462, 0.00196152, 0.00152957, 0.00120179, 0.0009177, 0.00073224, 0.00055946, 0.00043367, 0.00036064, 0.00029045, 0.00021146, 0.00017613, 0.00014467, 0.00013101, 0.0000949, 0.00008274, 0.0000562, 0.00004178, 0.00004407, 0.00002084, 0.0000173, 0.00001003, 0.00002438, 0.00002416, 0.00000527, 0.00000174, 0.00000248, 0.00000857, 0.00000424, 0.00000498, 0.00000645, -0.0000025, -0.00001013, -0.00000176, 0.00000432, -0.00001477, 0.00000931, -0.00000682, -0.00000334, -0.00001142, -0.00001579, -0.00000415, -0.00000877, 0.00002114, -0.00000896, 0.00000368, -0.00000105, 0.00002265, -0.00000115, 0.00000105, 0.00002031, 0.00003278, 0.00001446, 0.00001463, 0.00002452, 0.00001728, -0.00000136, -0.00000118, -0.00000796, 0.00000939, 0.00001537, 0.00000192, 0.00001061, 0.00001669, 0.00002342, 0.00000762, 0.00000289, 0.00002556, 0.00003078, 0.00001657, 0.00000826, 0.00001218, 0.00003826, 0.00006273, 0.00003262, 0.00006821, 0.00005689, 0.00004046, 0.00004901, 0.00004974, 0.00009475, 0.00004902, 0.00004763, 0.00003861, 0.00007932, 0.00005424, 0.00007687, 0.00004947, 0.00004711, 0.00006705, 0.00007744, 0.00005928, 0.00007146, 0.00010563, 0.00008828, 0.00008868, 0.00009447, 0.00008671, 0.00008204, 0.00010627, 0.00009708, 0.00011037, 0.00007335, 0.00009847, 0.00009878, 0.0001206, 0.00011821, 0.00011731, 0.00010798, 0.00013902, 0.00012856, 0.00013259, 0.00014126, 0.00015012, 0.00011463, 0.00013138, 0.00014085, 0.00014631, 0.00016846, 0.00014992, 0.000179, 0.00017029, 0.0002051, 0.0001871, 0.00018655, 0.00019438, 0.00023999, 0.0002098, 0.0002003, 0.00021818, 0.00021883, 0.00021524, 0.00019979, 0.00019935, 0.00021855, 0.00022268, 0.0001944, 0.00021556, 0.00024717, 0.00022689, 0.00023202, 0.00024613, 0.00023479, 0.0002621, 0.00022951, 0.00029545, 0.00028644, 0.0003242, 0.00026649, 0.00031127, 0.00029092, 0.00030326, 0.00027693, 0.00028371, 0.00029471, 0.00026763, 0.00026588, 0.00024272, 0.00024939, 0.00028482, 0.00029589, 0.00031857, 0.00036141, 0.0003669, 0.00037958, 0.0003476, 0.00032433, 0.00032979, 0.00035393, 0.00035075, 0.00036628, 0.00038038, 0.00042062, 0.00043068, 0.00038539, 0.00040268, 0.00038468, 0.00040215, 0.00034737, 0.0003784, 0.00038996, 0.00032973, 0.00040408, 0.00043537, 0.00049507, 0.00048605, 0.00038912, 0.0004695, 0.00048011, 0.00054067, 0.0004526, 0.00044915, 0.00042964, 0.0004614, 0.00045947, 0.000422, 0.00039387, 0.00051433, 0.00042857, 0.00043207, 0.00048824, 0.0005038, 0.00052455, 0.00043944, 0.00043048, 0.00050185, 0.00049843, 0.00047707, 0.00047313, 0.00050769, 0.00057373, 0.00049982, 0.00052738, 0.00053413, 0.00051268, 0.00054236, 0.00048163, 0.0005584, 0.00056236]
NUTNRB | 2012-12-27 |  | A00125 | 256 | CC_di | [15.85330428, 20.74219317, 22.77923021, 23.74219317, 21.77923021, 23.74219317, 27.59404503, 32.11256354, 31.74219317, 54.55700799, 126.40885984, 328.59404503, 781.85330428, 1657.70515614, 3000.3718228, 4904.26071169, 6986.07552651, 8904.26071169, 10401.03848947, 11434.70515614, 12118.29774873, 12612.81626725, 13075.03848947, 13577.51997095, 14206.6681191, 14997.85330428, 15959.63108206, 17124.89034132, 18477.22367466, 20013.44589688, 21684.59404503, 23449.00145243, 25190.33478577, 26844.33478577, 28268.03848947, 29353.63108206, 30026.63108206, 30231.85330428, 29941.03848947, 29260.6681191, 28242.74219317, 27055.44589688, 25828.44589688, 24642.9644154, 23591.3718228, 22738.14960058, 22067.22367466, 21606.6681191, 21362.3718228, 21307.59404503, 21427.85330428, 21734.3718228, 22179.7792302099, 22785.51997095, 23509.00145243, 24341.6681191, 25259.51997095, 26236.89034132, 27238.48293391, 28230.92737836, 29166.89034132, 29968.89034132, 30609.18663762, 31030.00145243, 31158.29774873, 31019.74219317, 30588.70515614, 29854.29774873, 28909.00145243, 27778.85330428, 26546.59404503, 25282.14960058, 24008.29774873, 22793.11256354, 21671.03848947, 20653.14960058, 19739.74219317, 18933.18663762, 18229.11256354, 17647.92737836, 17155.63108206, 16746.63108206, 16437.26071169, 16223.51997095, 16088.63108206, 16027.00145243, 16053.74219317, 16152.18663762, 16325.44589688, 16571.81626725, 16866.55700799, 17228.59404503, 17630.63108206, 18067.89034132, 18529.7792302099, 18995.51997095, 19426.51997095, 19806.55700799, 20109.85330428, 20309.85330428, 20387.81626725, 20318.00145243, 20115.70515614, 19770.07552651, 19307.03848947, 18737.00145243, 18110.70515614, 17443.44589688, 16758.74219317, 16090.40885984, 15438.81626725, 14832.63108206, 14277.03848947, 13774.6681191, 13330.18663762, 12948.07552651, 12608.00145243, 12330.33478577, 12116.3718228, 11946.18663762, 11825.26071169, 11760.11256354, 11740.22367466, 11774.11256354, 11852.74219317, 11966.77923021, 12134.81626725, 12341.89034132, 12577.81626725, 12858.6681191, 13164.3718228, 13504.33478577, 13870.3718228, 14258.29774873, 14657.77923021, 15075.48293391, 15504.03848947, 15920.85330428, 16352.07552651, 16756.00145243, 17137.3718228, 17504.85330428, 17827.89034132, 18111.63108206, 18351.26071169, 18524.70515614, 18642.74219317, 18712.92737836, 18693.03848947, 18607.14960058, 18470.11256354, 18267.22367466, 18011.44589688, 17725.81626725, 17372.9644154, 16996.3718228, 16606.29774873, 16189.18663762, 15774.63108206, 15356.18663762, 14938.55700799, 14545.70515614, 14162.40885984, 13792.92737836, 13439.51997095, 13097.3718228, 12759.9644154, 12443.74219317, 12131.26071169, 11814.63108206, 11504.55700799, 11207.63108206, 10926.51997095, 10670.14960058, 10433.3718228, 10225.3718228, 10042.51997095, 9879.29774873, 9731.22367466, 9620.03848947, 9524.70515614, 9442.9644154, 9375.44589688, 9308.85330428, 9253.74219317, 9191.11256354, 9130.40885984, 9082.81626725, 9029.03848947, 8963.55700799, 8894.85330428, 8843.22367466, 8792.74219317, 8757.70515614, 8734.55700799, 8712.22367466, 8697.89034132, 8675.26071169, 8656.40885984, 8654.89034132, 8656.29774873, 8660.26071169, 8668.70515614, 8669.26071169, 8666.9644154, 8665.29774873, 8664.6681191, 8657.51997095, 8643.9644154, 8614.89034132, 8574.77923021, 8536.6681191, 8479.11256354, 8407.3718228, 8333.07552651, 8243.14960058, 8150.29774873, 8043.11256354, 7944.59404503, 7847.70515614, 7749.9644154, 7628.18663762, 7471.48293391, 7291.9644154, 7099.89034132, 6907.18663762, 6741.44589688, 6588.33478577, 6452.00145243, 6317.59404503, 6205.59404503, 6106.92737836, 6002.33478577, 5913.77923021, 5863.6681191, 5827.14960058, 5752.9644154, 5637.07552651, 5499.03848947, 5376.59404503, 5276.14960058, 5176.81626725, 5083.9644154, 5007.70515614, 4935.6681191, 4888.51997095, 4858.33478577, 4825.85330428, 4771.03848947, 4682.11256354, 4565.48293391, 4396.9644154, 4159.85330428, 3822.59404503, 3366.18663762, 3366.18663762]
NUTNRB | 2013-07-23 |  | A00383 | 260 | CC_lower_wavelength_limit_for_spectra_fit | 217 | Constant | From GS01SUMO-00001
NUTNRB | 2013-07-23 |  | A00383 | 260 | CC_upper_wavelength_limit_for_spectra_fit | 240 | Constant
NUTNRB | 2013-07-23 |  | A00383 | 260 | CC_cal_temp | 20.04
NUTNRB | 2013-07-23 |  | A00383 | 260 | CC_wl | [190.48, 191.26, 192.04, 192.82, 193.6, 194.38, 195.16, 195.94, 196.72, 197.5, 198.29, 199.07, 199.85, 200.64, 201.42, 202.2, 202.99, 203.77, 204.55, 205.34, 206.12, 206.91, 207.69, 208.48, 209.26, 210.05, 210.84, 211.62, 212.41, 213.19, 213.98, 214.77, 215.56, 216.34, 217.13, 217.92, 218.71, 219.49, 220.28, 221.07, 221.86, 222.65, 223.44, 224.23, 225.02, 225.81, 226.6, 227.39, 228.18, 228.97, 229.76, 230.55, 231.34, 232.13, 232.92, 233.72, 234.51, 235.3, 236.09, 236.88, 237.68, 238.47, 239.26, 240.05, 240.85, 241.64, 242.43, 243.23, 244.02, 244.81, 245.61, 246.4, 247.2, 247.99, 248.78, 249.58, 250.37, 251.17, 251.96, 252.76, 253.55, 254.35, 255.14, 255.94, 256.73, 257.53, 258.33, 259.12, 259.92, 260.71, 261.51, 262.31, 263.1, 263.9, 264.7, 265.49, 266.29, 267.09, 267.88, 268.68, 269.48, 270.28, 271.07, 271.87, 272.67, 273.47, 274.26, 275.06, 275.86, 276.66, 277.46, 278.25, 279.05, 279.85, 280.65, 281.45, 282.25, 283.04, 283.84, 284.64, 285.44, 286.24, 287.04, 287.84, 288.63, 289.43, 290.23, 291.03, 291.83, 292.63, 293.43, 294.23, 295.03, 295.82, 296.62, 297.42, 298.22, 299.02, 299.82, 300.62, 301.42, 302.22, 303.02, 303.82, 304.62, 305.42, 306.22, 307.01, 307.81, 308.61, 309.41, 310.21, 311.01, 311.81, 312.61, 313.41, 314.21, 315.01, 315.81, 316.61, 317.41, 318.2, 319.0, 319.8, 320.6, 321.4, 322.2, 323.0, 323.8, 324.6, 325.4, 326.19, 326.99, 327.79, 328.59, 329.39, 330.19, 330.99, 331.79, 332.58, 333.38, 334.18, 334.98, 335.78, 336.58, 337.37, 338.17, 338.97, 339.77, 340.57, 341.36, 342.16, 342.96, 343.76, 344.55, 345.35, 346.15, 346.95, 347.74, 348.54, 349.34, 350.13, 350.93, 351.73, 352.52, 353.32, 354.12, 354.91, 355.71, 356.51, 357.3, 358.1, 358.89, 359.69, 360.48, 361.28, 362.07, 362.87, 363.67, 364.46, 365.25, 366.05, 366.84, 367.64, 368.43, 369.23, 370.02, 370.81, 371.61, 372.4, 373.2, 373.99, 374.78, 375.57, 376.37, 377.16, 377.95, 378.75, 379.54, 380.33, 381.12, 381.91, 382.7, 383.5, 384.29, 385.08, 385.87, 386.66, 387.45, 388.24, 389.03, 389.82, 390.61, 391.4, 392.19, 392.98]
NUTNRB | 2013-07-23 |  | A00383 | 260 | CC_eno3 | [-0.00028511, -0.00028256, -0.00028001, -0.00027746, 0.02202745, 0.00412992, -0.00026981, -0.00026726, -0.00200561, -0.00026216, -0.00906414, -0.00025703, -0.02525448, -0.00025189, 0.00909017, -0.00464908, 0.00510278, -0.00253592, -0.01133155, -0.00221606, 0.00092524, 0.00046186, 0.00493521, 0.00686687, 0.00630615, 0.00692436, 0.00673971, 0.00647122, 0.00636358, 0.00608931, 0.00581672, 0.00547782, 0.00519598, 0.0048408, 0.00449179, 0.00416698, 0.00383571, 0.00353245, 0.00318965, 0.00288791, 0.0026339, 0.00236674, 0.00212811, 0.00190127, 0.00167584, 0.00148484, 0.00132077, 0.00113411, 0.0009797, 0.00085152, 0.00072077, 0.00060433, 0.00052331, 0.00042214, 0.00035071, 0.00029556, 0.00022952, 0.00018704, 0.00016191, 0.00011706, 0.00010317, 0.00007068, 0.0000487, 0.00002331, 0.00001423, -0.00000117, 0.00000766, -0.00000173, -0.00000323, -0.00000778, 0.00000182, -0.00000354, -0.00000401, -0.00000422, -0.00001695, -0.00000475, -0.00000786, -0.00000247, 0.00000618, -0.00000925, -0.00002033, -0.00000415, -0.00000016, -0.00000905, 0.0000023, -0.00000301, 0.00000066, 0.00001724, 0.00003027, 0.00001351, 0.00002573, 0.00003859, 0.00004299, 0.00003319, 0.00001914, 0.00001685, 0.00006159, 0.00001825, 0.0000432, 0.00005226, 0.0000535, 0.00003294, 0.00004858, 0.00003757, 0.00002728, 0.00004141, 0.00003718, 0.00006287, 0.00006896, 0.00006991, 0.0000523, 0.00008649, 0.00006818, 0.00008468, 0.00009263, 0.00008897, 0.00009363, 0.00007818, 0.00010271, 0.00010446, 0.00008653, 0.00009598, 0.00006839, 0.00008872, 0.0001011, 0.00006637, 0.00010028, 0.00011063, 0.0001306, 0.00015955, 0.00011888, 0.00016866, 0.00015071, 0.00014732, 0.00014621, 0.00016055, 0.00012624, 0.00013614, 0.00016692, 0.00014212, 0.0001755, 0.00017386, 0.00015564, 0.00016543, 0.00015408, 0.00014329, 0.00018517, 0.00018588, 0.00014791, 0.00016062, 0.00018451, 0.00018102, 0.00018903, 0.00018782, 0.00019671, 0.00020693, 0.00020597, 0.00019907, 0.00022414, 0.00022817, 0.00024254, 0.00022569, 0.00022581, 0.00023271, 0.00024907, 0.00022145, 0.00021759, 0.00024004, 0.00022475, 0.0002379, 0.0002573, 0.00018784, 0.0002358, 0.00025288, 0.00022893, 0.0002657, 0.00026723, 0.00023459, 0.00023386, 0.00026265, 0.00024534, 0.00026585, 0.00027265, 0.00027279, 0.00028079, 0.00031844, 0.00028279, 0.00023495, 0.00029758, 0.0002852, 0.00027738, 0.00030883, 0.0002834, 0.00029246, 0.00027803, 0.00025051, 0.00026602, 0.0003127, 0.00030307, 0.00034188, 0.00034338, 0.00033466, 0.00031873, 0.00033859, 0.00027927, 0.00034801, 0.00038336, 0.00029968, 0.00034645, 0.00031321, 0.00031838, 0.00033925, 0.0003641, 0.00034545, 0.00037421, 0.00035711, 0.0003358, 0.00036764, 0.00037275, 0.00036567, 0.00041556, 0.00040712, 0.00041814, 0.00040476, 0.00040409, 0.00038393, 0.00039507, 0.00035924, 0.00038667, 0.00040736, 0.00043767, 0.00036831, 0.00042712, 0.00038304, 0.00037999, 0.00045654, 0.00043205, 0.00042912, 0.0004571, 0.00039535, 0.00043193, 0.0003996, 0.00039028, 0.00041509, 0.00041479, 0.0004067, 0.00039212, 0.0004588, 0.00043361, 0.00045214, 0.00048922, 0.00043195, 0.00045775, 0.00052781, 0.00052945, 0.00053203]
NUTNRB | 2013-07-23 |  | A00383 | 260 | CC_eswa | [0.03110057, -0.00042402, -0.00669027, 0.0178134, -0.00919103, -0.00040521, -0.00040051, -0.0049756, -0.0003911, -0.0003864, 0.0242302, 0.03101098, 0.08149886, 0.05777121, 0.05684442, 0.07658345, 0.06538331, 0.07085597, 0.08296572, 0.07377001, 0.06857647, 0.06754352, 0.05827976, 0.05188749, 0.04521503, 0.03931739, 0.03306989, 0.02776178, 0.02291186, 0.01884322, 0.01536018, 0.01234606, 0.00987738, 0.00787505, 0.00622692, 0.00489187, 0.00384786, 0.00299316, 0.00237544, 0.001863, 0.00144883, 0.00113054, 0.00088242, 0.0006918, 0.00054812, 0.00043566, 0.00031783, 0.00026795, 0.00021958, 0.00015542, 0.00011909, 0.00009762, 0.00007132, 0.00005822, 0.00004806, 0.00002811, 0.00003393, 0.00001924, 0.00000697, 0.0000043, -0.0000042, -0.00000346, 0.000018, 0.00001035, 0.00001397, 0.00001866, -0.00001011, -0.00000694, -0.00000664, -0.00001409, -0.00001061, 0.00000016, -0.00001239, -0.00000356, 0.00001364, -0.00000109, -0.00000371, -0.00000013, -0.00001707, 0.00000842, 0.00001553, 0.00000983, 0.00000172, -0.00000819, 0.00000223, -0.00000823, -0.0000011, 0.00000523, 0.00000412, 0.00002305, -0.00000132, 0.00001153, 0.00000824, 0.00002033, 0.00003421, 0.00004338, 0.00002571, 0.00003583, 0.00003111, 0.00001269, 0.00002887, 0.0000445, 0.00001089, 0.00003346, 0.00006612, 0.00005589, 0.00006446, 0.00004713, 0.00005429, 0.00007155, 0.00007552, 0.00005676, 0.00007508, 0.00008579, 0.00006028, 0.00007345, 0.00008315, 0.00009565, 0.00011671, 0.00010823, 0.0001167, 0.00013031, 0.00014455, 0.00011251, 0.00010275, 0.00014251, 0.00013099, 0.00011051, 0.00010311, 0.00010235, 0.00012131, 0.00011247, 0.00008674, 0.00013617, 0.00013239, 0.00011855, 0.00015651, 0.00013524, 0.00012596, 0.00014338, 0.00013782, 0.00015307, 0.00015803, 0.00017474, 0.00019349, 0.00022358, 0.00017371, 0.00018857, 0.00022528, 0.00020833, 0.00019672, 0.00022181, 0.00021387, 0.00021798, 0.00023001, 0.00021371, 0.00024137, 0.00026224, 0.00022514, 0.00022915, 0.00024657, 0.00022924, 0.00023945, 0.00026382, 0.00024036, 0.00028216, 0.00031643, 0.00026863, 0.00030531, 0.00029519, 0.0002688, 0.00036102, 0.00031828, 0.00028503, 0.00032508, 0.00034544, 0.00031633, 0.00035844, 0.000313, 0.00033359, 0.00034221, 0.00035392, 0.00034191, 0.0003746, 0.00036368, 0.00033072, 0.00037947, 0.00041573, 0.00036454, 0.00036424, 0.0004194, 0.00034292, 0.00039936, 0.00040624, 0.00043165, 0.00042217, 0.0004315, 0.00037585, 0.00040039, 0.00038386, 0.000362, 0.00041195, 0.00042521, 0.00041967, 0.00049941, 0.0004399, 0.00042428, 0.00049862, 0.00047253, 0.00053795, 0.00054116, 0.00050497, 0.0005425, 0.00058137, 0.00050325, 0.00051322, 0.00057557, 0.00053322, 0.00050457, 0.00054972, 0.00050572, 0.00048673, 0.00046091, 0.00047644, 0.00052104, 0.00054308, 0.0005569, 0.00061381, 0.00055607, 0.00058881, 0.00058323, 0.00064354, 0.00051096, 0.00058545, 0.00057682, 0.00052367, 0.00056311, 0.0005828, 0.00050835, 0.00062653, 0.00065537, 0.00060504, 0.00065291, 0.00070494, 0.00061457, 0.00059997, 0.00067831, 0.00056247, 0.00064568, 0.0006179, 0.00067979, 0.00075144, 0.00076644, 0.00062495, 0.00071271, 0.00071747]
NUTNRB | 2013-07-23 |  | A00383 | 260 | CC_di | [12.91459695, 9.28496732, 13.7664488, 13.17385621, 11.32200436, 15.28496732, 9.84052288, 7.39607843, 8.61830065, 8.54422658, 18.69237473, 66.21089325, 196.65533769, 524.32200436, 1155.32200436, 2230.09978214, 3839.95163399, 5958.09978214, 8444.7664488, 11069.35904139, 13580.47015251, 15782.0627451, 17539.0627451, 18805.69237473, 19637.95163399, 20097.61830065, 20359.17385621, 20527.43311547, 20716.72941176, 21002.61830065, 21443.72941176, 22053.69237473, 22884.13681917, 23907.7664488, 25154.50718954, 26602.84052288, 28192.35904139, 29896.28496732, 31654.24793028, 33345.35904139, 34852.39607843, 36093.28496732, 36943.02570806, 37309.69237473, 37191.50718954, 36546.98867102, 35482.0627451, 34138.09978214, 32595.28496732, 31036.32200436, 29595.43311547, 28297.80348584, 27213.43311547, 26364.32200436, 25717.13681917, 25297.32200436, 25044.72941176, 24973.80348584, 25073.21089325, 25323.24793028, 25698.02570806, 26239.91459695, 26903.39607843, 27676.24793028, 28559.80348584, 29508.84052288, 30490.21089325, 31467.58126362, 32345.39607843, 33082.24793028, 33601.69237473, 33842.91459695, 33759.39607843, 33363.21089325, 32586.28496732, 31531.58126362, 30214.84052288, 28714.87755991, 27130.91459695, 25549.7664488, 23985.61830065, 22521.0627451, 21180.47015251, 19956.98867102, 18883.24793028, 17930.0627451, 17110.91459695, 16413.39607843, 15837.80348584, 15362.72941176, 15005.61830065, 14738.80348584, 14561.21089325, 14488.80348584, 14491.7664488, 14576.54422658, 14744.65533769, 14977.47015251, 15275.84052288, 15626.95163399, 16021.0627451, 16448.7664488, 16893.0627451, 17330.72941176, 17739.50718954, 18108.72941176, 18396.50718954, 18601.98867102, 18703.91459695, 18672.72941176, 18517.72941176, 18248.91459695, 17862.21089325, 17391.32200436, 16865.72941176, 16296.24793028, 15703.98867102, 15124.98867102, 14556.80348584, 14030.91459695, 13546.54422658, 13112.32200436, 12733.87755991, 12402.0627451, 12132.13681917, 11911.24793028, 11744.09978214, 11619.0627451, 11542.98867102, 11512.32200436, 11512.09978214, 11558.32200436, 11631.58126362, 11724.98867102, 11856.24793028, 12010.54422658, 12187.02570806, 12393.98867102, 12618.21089325, 12859.47015251, 13123.43311547, 13405.7664488, 13701.0627451, 14015.43311547, 14333.0627451, 14653.58126362, 14979.09978214, 15292.0627451, 15595.61830065, 15896.47015251, 16150.0627451, 16386.02570806, 16587.39607843, 16739.72941176, 16861.80348584, 16929.50718954, 16938.69237473, 16912.69237473, 16834.87755991, 16703.43311547, 16552.13681917, 16357.95163399, 16130.0627451, 15888.21089325, 15604.54422658, 15290.91459695, 14957.80348584, 14580.54422658, 14191.84052288, 13793.65533769, 13398.65533769, 13009.24793028, 12621.02570806, 12247.80348584, 11900.98867102, 11577.32200436, 11270.24793028, 10986.98867102, 10712.54422658, 10450.84052288, 10203.72941176, 9969.95163399, 9747.39607843, 9544.7664488, 9349.58126362, 9157.35904139, 8979.84052288, 8813.24793028, 8657.35904139, 8525.87755991, 8395.80348584, 8276.21089325, 8162.91459695, 8065.09978214, 7982.84052288, 7921.17385621, 7860.17385621, 7818.80348584, 7780.13681917, 7748.50718954, 7721.02570806, 7708.35904139, 7713.69237473, 7718.84052288, 7731.65533769, 7751.87755991, 7768.24793028, 7801.09978214, 7832.95163399, 7863.47015251, 7902.98867102, 7937.84052288, 7967.7664488, 8002.98867102, 8028.80348584, 8053.21089325, 8075.54422658, 8087.98867102, 8087.21089325, 8100.02570806, 8095.21089325, 8096.28496732, 8084.91459695, 8049.02570806, 7980.84052288, 7880.91459695, 7767.35904139, 7645.17385621, 7521.39607843, 7411.47015251, 7308.98867102, 7204.02570806, 7099.39607843, 7003.80348584, 6902.28496732, 6813.58126362, 6736.28496732, 6661.95163399, 6564.87755991, 6448.17385621, 6302.95163399, 6155.7664488, 6032.32200436, 5912.17385621, 5799.98867102, 5698.84052288, 5608.28496732, 5525.0627451, 5451.35904139, 5375.24793028, 5252.84052288, 5044.7664488, 4761.7664488, 4425.02570806, 4048.84052288, 4048.84052288]
NUTNRB | 2013-08-12 |  | A00384 | 261 | CC_lower_wavelength_limit_for_spectra_fit | 217 | Constant | From CP04OSSM-00002
NUTNRB | 2013-08-12 |  | A00384 | 261 | CC_upper_wavelength_limit_for_spectra_fit | 240 | Constant
NUTNRB | 2013-08-12 |  | A00384 | 261 | CC_cal_temp | 20.02
NUTNRB | 2013-08-12 |  | A00384 | 261 | CC_wl | [188.91, 189.71, 190.5, 191.3, 192.1, 192.9, 193.7, 194.5, 195.3, 196.1, 196.9, 197.7, 198.5, 199.3, 200.1, 200.9, 201.7, 202.5, 203.3, 204.1, 204.9, 205.7, 206.5, 207.3, 208.11, 208.91, 209.71, 210.51, 211.31, 212.11, 212.92, 213.72, 214.52, 215.32, 216.13, 216.93, 217.73, 218.54, 219.34, 220.14, 220.94, 221.75, 222.55, 223.36, 224.16, 224.96, 225.77, 226.57, 227.37, 228.18, 228.98, 229.79, 230.59, 231.4, 232.2, 233, 233.81, 234.61, 235.42, 236.22, 237.03, 237.83, 238.64, 239.44, 240.25, 241.05, 241.86, 242.66, 243.47, 244.27, 245.08, 245.88, 246.69, 247.49, 248.3, 249.11, 249.91, 250.72, 251.52, 252.33, 253.13, 253.94, 254.75, 255.55, 256.36, 257.16, 257.97, 258.77, 259.58, 260.39, 261.19, 262, 262.8, 263.61, 264.41, 265.22, 266.03, 266.83, 267.64, 268.44, 269.25, 270.06, 270.86, 271.67, 272.47, 273.28, 274.08, 274.89, 275.69, 276.5, 277.31, 278.11, 278.92, 279.72, 280.53, 281.33, 282.14, 282.94, 283.75, 284.55, 285.36, 286.16, 286.97, 287.77, 288.58, 289.38, 290.19, 290.99, 291.8, 292.6, 293.41, 294.21, 295.02, 295.82, 296.63, 297.43, 298.23, 299.04, 299.84, 300.65, 301.45, 302.25, 303.06, 303.86, 304.66, 305.47, 306.27, 307.07, 307.88, 308.68, 309.48, 310.29, 311.09, 311.89, 312.69, 313.5, 314.3, 315.1, 315.9, 316.7, 317.51, 318.31, 319.11, 319.91, 320.71, 321.51, 322.31, 323.11, 323.91, 324.72, 325.52, 326.32, 327.12, 327.92, 328.72, 329.52, 330.32, 331.12, 331.91, 332.71, 333.51, 334.31, 335.11, 335.91, 336.71, 337.5, 338.3, 339.1, 339.9, 340.7, 341.49, 342.29, 343.09, 343.88, 344.68, 345.48, 346.27, 347.07, 347.86, 348.66, 349.46, 350.25, 351.05, 351.84, 352.64, 353.43, 354.22, 355.02, 355.81, 356.61, 357.4, 358.19, 358.99, 359.78, 360.57, 361.36, 362.16, 362.95, 363.74, 364.53, 365.32, 366.11, 366.9, 367.69, 368.48, 369.27, 370.06, 370.85, 371.64, 372.43, 373.22, 374.01, 374.8, 375.59, 376.37, 377.16, 377.95, 378.74, 379.52, 380.31, 381.1, 381.88, 382.67, 383.45, 384.24, 385.02, 385.81, 386.59, 387.38, 388.16, 388.94, 389.73, 390.51, 391.29, 392.07, 392.86]
NUTNRB | 2013-08-12 |  | A00384 | 261 | CC_eno3 | [0.00463349, 0.00448901, -0.00197403, 0.00103395, 0.00470039, 0.00494564, 0.000642, 0.001039, 0.00215481, 0.00267319, 0.00753315, 0.00216575, 0.00420539, 0.00292784, -0.00384757, 0.00111134, 0.00428716, 0.00093637, 0.00010413, 0.00040538, 0.00250106, 0.00000494, 0.00318318, 0.00304787, 0.00461861, 0.00581531, 0.00621281, 0.00655412, 0.00647652, 0.00631826, 0.00608123, 0.00583118, 0.00547471, 0.00517025, 0.0048549, 0.00450497, 0.00419052, 0.00387218, 0.00355229, 0.00324415, 0.00295184, 0.00266945, 0.00241491, 0.00216707, 0.00193362, 0.00171114, 0.00150892, 0.00131832, 0.0011495, 0.00099187, 0.00085219, 0.00072715, 0.00061016, 0.0005115, 0.00042697, 0.00035394, 0.00028555, 0.00023702, 0.00019261, 0.00015011, 0.00012395, 0.00009621, 0.00006822, 0.00005495, 0.00003952, 0.00002286, 0.00001636, 0.00001264, -0.00000328, -0.00000428, -0.00001203, -0.00001534, -0.00001769, -0.00001692, -0.00001548, -0.00001754, -0.00001367, -0.00001593, -0.00001286, -0.00000308, -0.00001108, -0.00000348, 0.00000509, 0.00000325, -0.00000013, 0.00001539, 0.00000351, 0.00001557, 0.00002859, 0.00001762, 0.00002307, 0.00003614, 0.00002903, 0.00001581, 0.00003665, 0.00002428, 0.00005205, 0.00004559, 0.00004757, 0.00004669, 0.00005949, 0.00005232, 0.0000474, 0.00006328, 0.00005702, 0.00006449, 0.00007599, 0.00006867, 0.00006856, 0.0000784, 0.00007691, 0.00008478, 0.00009786, 0.00009077, 0.00008938, 0.00010174, 0.00010334, 0.00010791, 0.00011211, 0.00011521, 0.00010906, 0.00012769, 0.00012167, 0.00012998, 0.00013756, 0.00014044, 0.00012963, 0.00015037, 0.00014502, 0.00014191, 0.0001557, 0.0001538, 0.00015144, 0.00014647, 0.00016002, 0.00016999, 0.00017745, 0.00016769, 0.00018963, 0.00019316, 0.00019012, 0.00019506, 0.00020213, 0.00018728, 0.00019241, 0.00020661, 0.00018491, 0.00019579, 0.00020171, 0.00020879, 0.000208, 0.00022096, 0.00022174, 0.00022297, 0.00023162, 0.00022187, 0.0002279, 0.00022737, 0.00022506, 0.0002173, 0.00023378, 0.00022573, 0.00022778, 0.00023228, 0.00023867, 0.00023673, 0.00024237, 0.00024466, 0.00024175, 0.00024695, 0.00025392, 0.00024413, 0.00026209, 0.00025064, 0.0002473, 0.0002745, 0.00025402, 0.00026829, 0.00027115, 0.00027313, 0.00026999, 0.00027891, 0.00028135, 0.00028307, 0.00028584, 0.00028857, 0.00028748, 0.00029437, 0.0002735, 0.0002914, 0.00028728, 0.00028282, 0.00028314, 0.00028279, 0.00028762, 0.0002909, 0.00030644, 0.00030372, 0.00030539, 0.00032121, 0.00030222, 0.00031463, 0.00032788, 0.00031435, 0.00032516, 0.00033451, 0.00031735, 0.00032177, 0.00034313, 0.00032506, 0.0003551, 0.00033004, 0.00033906, 0.00032197, 0.00034495, 0.00032719, 0.00033389, 0.00034645, 0.00034602, 0.00034804, 0.00035503, 0.00036165, 0.00036006, 0.00035521, 0.00033131, 0.00035598, 0.00036289, 0.00035605, 0.0003551, 0.00035947, 0.00035288, 0.00037167, 0.00035284, 0.00035191, 0.00034511, 0.0003583, 0.00034893, 0.00037312, 0.00038338, 0.00037764, 0.00037323, 0.00039476, 0.00038471, 0.00037602, 0.00039174, 0.00037733, 0.00038512, 0.00038242, 0.0003899, 0.00038619, 0.00038841, 0.00035948, 0.0003743, 0.00037577, 0.00034184, 0.00034309]
NUTNRB | 2013-08-12 |  | A00384 | 261 | CC_eswa | [0.00278177, 0.00866617, 0.00905235, 0.00634357, 0.00528199, 0.0049902, 0.00673872, 0.00938557, 0.00583632, 0.0101499, 0.00654897, 0.01452037, 0.02538565, 0.03600436, 0.05085307, 0.05705008, 0.06126215, 0.06743124, 0.07113462, 0.07120352, 0.07057302, 0.07155096, 0.06612731, 0.06255954, 0.05632221, 0.04896392, 0.04197375, 0.03552404, 0.0295974, 0.02438149, 0.01992568, 0.01612707, 0.01298609, 0.01037572, 0.00825789, 0.00653823, 0.00514307, 0.00404492, 0.00317319, 0.00248852, 0.00195569, 0.00153513, 0.00119723, 0.00094644, 0.00074182, 0.00057872, 0.00046122, 0.0003619, 0.00029296, 0.00023568, 0.00018623, 0.00014904, 0.00012266, 0.0001123, 0.00009148, 0.00008355, 0.00006552, 0.00005475, 0.00004623, 0.00005205, 0.00003222, 0.0000251, 0.00002309, 0.00001237, 0.00001422, 0.00000388, 0.00000204, -0.00001076, -0.00000204, -0.0000069, 0.00000065, -0.0000006, -0.00000308, 0.00000564, -0.00000459, -0.00000029, 0.00000097, 0.00000592, -0.00000459, -0.00000544, 0.00000464, -0.00001004, -0.00000093, -0.00000664, 0.00000617, -0.00000227, 0.00001502, -0.00000391, 0.00000294, 0.000001, 0.00000414, 0.00001135, 0.00000403, 0.00002643, 0.00001208, 0.00001682, 0.00000698, 0.00001943, 0.00001834, 0.00002688, 0.00002396, 0.00002034, 0.00003788, 0.00003611, 0.00002957, 0.00002479, 0.00003043, 0.00003338, 0.00003803, 0.00003702, 0.00004172, 0.00004609, 0.0000372, 0.0000448, 0.00003625, 0.00004268, 0.00003998, 0.00005184, 0.00004862, 0.00004806, 0.0000585, 0.00005626, 0.00006348, 0.00005799, 0.0000623, 0.00005929, 0.00006137, 0.0000583, 0.00007368, 0.00008241, 0.00007882, 0.00006812, 0.00008919, 0.00010067, 0.00010166, 0.0000946, 0.00008404, 0.00009884, 0.00009227, 0.00008754, 0.00011404, 0.00010826, 0.00010708, 0.00012126, 0.00012239, 0.00012374, 0.0001262, 0.00013947, 0.00013687, 0.00013594, 0.00014326, 0.00014197, 0.0001491, 0.00014959, 0.00014815, 0.000166, 0.00016152, 0.0001703, 0.00016877, 0.00018534, 0.00017025, 0.00018443, 0.00019244, 0.00019703, 0.00019089, 0.00019672, 0.00019939, 0.00019977, 0.00020604, 0.00021305, 0.00021538, 0.00022242, 0.00022018, 0.00022793, 0.00025162, 0.00024526, 0.00025124, 0.00025962, 0.00026371, 0.00025019, 0.00025652, 0.00025017, 0.00025667, 0.00025325, 0.00026069, 0.00026044, 0.0002768, 0.00028289, 0.00029172, 0.00028615, 0.00031181, 0.00031838, 0.00032404, 0.00033171, 0.00030626, 0.00032774, 0.00032271, 0.00031759, 0.00032356, 0.00032462, 0.00033579, 0.00034088, 0.00032885, 0.00035851, 0.00036485, 0.00036715, 0.00037044, 0.00039313, 0.00037115, 0.00038772, 0.000378, 0.00038846, 0.00038888, 0.00041329, 0.0004027, 0.00040606, 0.00041443, 0.00041279, 0.00040412, 0.00041733, 0.00042657, 0.00042679, 0.00042397, 0.00045292, 0.0004598, 0.00045244, 0.00044154, 0.00045433, 0.00043539, 0.00046342, 0.00048223, 0.00046045, 0.00048736, 0.00049106, 0.00050393, 0.00051714, 0.00050569, 0.00048555, 0.00049979, 0.00050178, 0.00050735, 0.0005142, 0.00051994, 0.0005298, 0.00052498, 0.00053651, 0.0005245, 0.00053343, 0.00053397, 0.00053883, 0.00056462, 0.00057749, 0.00057518, 0.00057057, 0.00059046, 0.00059471]
NUTNRB | 2013-08-12 |  | A00384 | 261 | CC_di | [64, 74, 70, 62, 68, 68, 69, 78, 66, 96, 90, 143, 319, 825, 1958, 4151, 7653, 12219, 17091, 21526, 24878, 27021, 28013, 28125, 27710, 27088, 26418, 25902, 25639, 25613, 25922, 26530, 27439, 28645, 30209, 31970, 33933, 36029, 38091, 40030, 41656, 42826, 43424, 43396, 42696, 41458, 39870, 38066, 36260, 34579, 33096, 31894, 30958, 30304, 29912, 29748, 29766, 30020, 30456, 31081, 31843, 32764, 33856, 35050, 36360, 37716, 39095, 40344, 41468, 42307, 42848, 42998, 42662, 41912, 40726, 39204, 37444, 35541, 33548, 31638, 29828, 28119, 26620, 25248, 24079, 23044, 22182, 21428, 20856, 20386, 20046, 19852, 19750, 19769, 19910, 20157, 20496, 20943, 21474, 22071, 22740, 23400, 24108, 24789, 25397, 25896, 26325, 26586, 26687, 26626, 26382, 25976, 25444, 24782, 24059, 23332, 22560, 21822, 21134, 20474, 19886, 19390, 18954, 18582, 18320, 18102, 17968, 17920, 17921, 17990, 18121, 18274, 18522, 18789, 19116, 19460, 19846, 20277, 20747, 21247, 21783, 22330, 22895, 23483, 24058, 24654, 25228, 25840, 26366, 26880, 27314, 27717, 28050, 28318, 28486, 28579, 28546, 28448, 28258, 27999, 27623, 27235, 26778, 26280, 25756, 25186, 24602, 24002, 23372, 22739, 22092, 21415, 20751, 20075, 19479, 18902, 18368, 17879, 17428, 17018, 16666, 16338, 16060, 15774, 15524, 15269, 15044, 14817, 14584, 14370, 14180, 13980, 13772, 13600, 13424, 13294, 13198, 13096, 13036, 12989, 12943, 12902, 12888, 12880, 12879, 12900, 12915, 12946, 12979, 13016, 13048, 13091, 13120, 13169, 13201, 13225, 13250, 13263, 13250, 13262, 13272, 13252, 13222, 13180, 13050, 12902, 12714, 12538, 12339, 12187, 12025, 11852, 11689, 11538, 11393, 11270, 11122, 10987, 10849, 10650, 10435, 10217, 10007, 9814, 9630, 9462, 9314, 9174, 9052, 8938, 8845, 8767, 8651, 8434, 8059, 8059]
NUTNRB | 2016-01-01 |  | A00384 | 261 | CC_lower_wavelength_limit_for_spectra_fit | 217 | Constant | From CP01CNSM-00005
NUTNRB | 2016-01-01 |  | A00384 | 261 | CC_upper_wavelength_limit_for_spectra_fit | 240 | Constant
NUTNRB | 2016-01-01 |  | A00384 | 261 | CC_cal_temp | 19.96
NUTNRB | 2016-01-01 |  | A00384 | 261 | CC_wl | [188.91, 189.71, 190.5, 191.3, 192.1, 192.9, 193.7, 194.5, 195.3, 196.1, 196.9, 197.7, 198.5, 199.3, 200.1, 200.9, 201.7, 202.5, 203.3, 204.1, 204.9, 205.7, 206.5, 207.3, 208.11, 208.91, 209.71, 210.51, 211.31, 212.11, 212.92, 213.72, 214.52, 215.32, 216.13, 216.93, 217.73, 218.54, 219.34, 220.14, 220.94, 221.75, 222.55, 223.36, 224.16, 224.96, 225.77, 226.57, 227.37, 228.18, 228.98, 229.79, 230.59, 231.4, 232.2, 233, 233.81, 234.61, 235.42, 236.22, 237.03, 237.83, 238.64, 239.44, 240.25, 241.05, 241.86, 242.66, 243.47, 244.27, 245.08, 245.88, 246.69, 247.49, 248.3, 249.11, 249.91, 250.72, 251.52, 252.33, 253.13, 253.94, 254.75, 255.55, 256.36, 257.16, 257.97, 258.77, 259.58, 260.39, 261.19, 262, 262.8, 263.61, 264.41, 265.22, 266.03, 266.83, 267.64, 268.44, 269.25, 270.06, 270.86, 271.67, 272.47, 273.28, 274.08, 274.89, 275.69, 276.5, 277.31, 278.11, 278.92, 279.72, 280.53, 281.33, 282.14, 282.94, 283.75, 284.55, 285.36, 286.16, 286.97, 287.77, 288.58, 289.38, 290.19, 290.99, 291.8, 292.6, 293.41, 294.21, 295.02, 295.82, 296.63, 297.43, 298.23, 299.04, 299.84, 300.65, 301.45, 302.25, 303.06, 303.86, 304.66, 305.47, 306.27, 307.07, 307.88, 308.68, 309.48, 310.29, 311.09, 311.89, 312.69, 313.5, 314.3, 315.1, 315.9, 316.7, 317.51, 318.31, 319.11, 319.91, 320.71, 321.51, 322.31, 323.11, 323.91, 324.72, 325.52, 326.32, 327.12, 327.92, 328.72, 329.52, 330.32, 331.12, 331.91, 332.71, 333.51, 334.31, 335.11, 335.91, 336.71, 337.5, 338.3, 339.1, 339.9, 340.7, 341.49, 342.29, 343.09, 343.88, 344.68, 345.48, 346.27, 347.07, 347.86, 348.66, 349.46, 350.25, 351.05, 351.84, 352.64, 353.43, 354.22, 355.02, 355.81, 356.61, 357.4, 358.19, 358.99, 359.78, 360.57, 361.36, 362.16, 362.95, 363.74, 364.53, 365.32, 366.11, 366.9, 367.69, 368.48, 369.27, 370.06, 370.85, 371.64, 372.43, 373.22, 374.01, 374.8, 375.59, 376.37, 377.16, 377.95, 378.74, 379.52, 380.31, 381.1, 381.88, 382.67, 383.45, 384.24, 385.02, 385.81, 386.59, 387.38, 388.16, 388.94, 389.73, 390.51, 391.29, 392.07, 392.86]
NUTNRB | 2016-01-01 |  | A00384 | 261 | CC_eno3 | [0.00024145, 0.00936145, -0.00324355, -0.00098442, 0.00132121, 0.00464625, 0.00225402, -0.00302103, 0.00224731, 0.004406, 0.00468833, 0.00534426, 0.00170359, 0.0014783, 0.00362785, 0.0029923, -0.00054116, 0.00317277, 0.00158481, 0.00088187, 0.00100159, 0.00099802, 0.00179296, 0.00292749, 0.00455751, 0.00503829, 0.00578469, 0.00642368, 0.00633951, 0.00644274, 0.00612568, 0.00588207, 0.00555971, 0.00527499, 0.00494175, 0.00463794, 0.00427919, 0.003946, 0.00362376, 0.00331099, 0.00300246, 0.00272215, 0.00245473, 0.00219728, 0.00196432, 0.00174156, 0.00152853, 0.00133229, 0.00116348, 0.00099967, 0.00085693, 0.00073645, 0.00061282, 0.00050804, 0.00043464, 0.00035976, 0.00028862, 0.00023743, 0.00019202, 0.00014792, 0.00011495, 0.00008974, 0.00006437, 0.00005004, 0.00003289, 0.00002959, 0.0000152, 0.00000113, -0.00000485, -0.00000336, -0.0000109, -0.00001073, -0.00001237, -0.0000174, -0.00001465, -0.00001365, -0.00001404, -0.00000989, -0.00000987, -0.00000993, -0.00001132, 0.00000102, 0.00000672, -0.00000031, 0.00000413, 0.00000311, 0.00000942, 0.00001874, 0.00002131, 0.00001051, 0.00002148, 0.00001692, 0.00002483, 0.00002144, 0.00003847, 0.00003029, 0.00003474, 0.00003894, 0.0000425, 0.00004491, 0.00004731, 0.00004546, 0.00004985, 0.00005558, 0.00006076, 0.00006861, 0.00007849, 0.00006637, 0.00008078, 0.0000863, 0.00007908, 0.00008967, 0.00008377, 0.00008869, 0.0000989, 0.00010384, 0.00009474, 0.00010554, 0.00010893, 0.00011275, 0.00012322, 0.00012131, 0.00012668, 0.00012834, 0.00013886, 0.0001286, 0.00013896, 0.00014919, 0.00015133, 0.00015258, 0.00015443, 0.00015066, 0.00015902, 0.00017069, 0.00016105, 0.0001775, 0.00017091, 0.00018064, 0.00017226, 0.0001801, 0.00019485, 0.00018852, 0.00020359, 0.00018908, 0.00018979, 0.00020779, 0.00020568, 0.00021675, 0.00021579, 0.00022082, 0.00022831, 0.00022573, 0.00022775, 0.00023143, 0.00022784, 0.00023108, 0.00024961, 0.0002386, 0.0002484, 0.00025127, 0.00025673, 0.00025166, 0.00026634, 0.00026919, 0.00026822, 0.0002649, 0.0002699, 0.00026343, 0.00027167, 0.00027002, 0.00027707, 0.00027767, 0.00028129, 0.0002783, 0.00028964, 0.00030668, 0.00029314, 0.0002959, 0.00031061, 0.00030758, 0.00031022, 0.00032625, 0.00031653, 0.00030916, 0.0003149, 0.00032064, 0.00033309, 0.00033242, 0.00033086, 0.00033831, 0.00034352, 0.00034095, 0.00034858, 0.00035059, 0.00036069, 0.00035363, 0.00037695, 0.0003597, 0.00036222, 0.00038244, 0.00037318, 0.00036297, 0.00038577, 0.00036954, 0.00038215, 0.00039467, 0.00040462, 0.00037918, 0.00040505, 0.0004066, 0.00038305, 0.00041207, 0.00040779, 0.00040767, 0.00042815, 0.00043622, 0.00042798, 0.00043202, 0.00044668, 0.00043275, 0.00043763, 0.00044578, 0.00044908, 0.0004541, 0.00045927, 0.00044535, 0.00046921, 0.00046355, 0.00045675, 0.00046381, 0.00048169, 0.00046909, 0.00046161, 0.00047152, 0.00048342, 0.00047745, 0.00050879, 0.00048434, 0.00050656, 0.00049235, 0.00047757, 0.00048814, 0.00050651, 0.00049822, 0.00050835, 0.00051188, 0.0005097, 0.00052472, 0.0005448, 0.00053184, 0.00053657, 0.00055098, 0.00052147, 0.00053117, 0.00055083, 0.00055408]
NUTNRB | 2016-01-01 |  | A00384 | 261 | CC_eswa | [0.00608019, 0.00694879, 0.01032844, 0.01103848, 0.00883131, 0.00768515, 0.006435, 0.01031279, 0.00571382, 0.00639752, 0.00856127, 0.01512532, 0.02530059, 0.0374487, 0.04443581, 0.05041092, 0.05837959, 0.05984594, 0.06365204, 0.06408336, 0.06436061, 0.06450362, 0.0623107, 0.05910938, 0.05400524, 0.04806983, 0.04168688, 0.03511294, 0.02943071, 0.02429708, 0.01986084, 0.0160776, 0.01296097, 0.01034038, 0.00821322, 0.00648684, 0.00510111, 0.00400427, 0.00313265, 0.00244748, 0.00191432, 0.00150275, 0.00116653, 0.00091686, 0.00071587, 0.00056378, 0.0004457, 0.00035985, 0.00027881, 0.00023499, 0.00018582, 0.00014234, 0.00012334, 0.00010771, 0.00008456, 0.00007104, 0.00005955, 0.0000465, 0.00004164, 0.00002842, 0.00002961, 0.00002521, 0.00001361, 0.00001156, 0.00001207, 0.00000717, 0.00000167, 0.00001021, 0.00000341, -0.00000495, -0.00000609, -0.00001082, -0.00000958, -0.00000637, -0.00000855, -0.00000413, -0.00000423, -0.00000079, -0.00000138, 0.00000229, 0.00000678, -0.00000008, -0.0000033, 0.00000443, 0.00000018, 0.0000114, -0.00000095, -0.00000101, 0.00000259, 0.00001442, 0.00001775, 0.00002866, 0.00001603, 0.00000589, 0.0000199, 0.00001603, 0.00003294, 0.00003409, 0.00001543, 0.00002589, 0.00003858, 0.00003602, 0.00004068, 0.00005067, 0.00004701, 0.0000526, 0.00004834, 0.00005842, 0.00005367, 0.00006351, 0.00006637, 0.0000706, 0.0000759, 0.00007694, 0.00007696, 0.00007727, 0.00008932, 0.00008529, 0.00009858, 0.00009722, 0.00010806, 0.00010304, 0.00011147, 0.00012102, 0.00011563, 0.00013238, 0.00013615, 0.00012807, 0.00013916, 0.00014477, 0.00014889, 0.00013592, 0.00015441, 0.00015732, 0.0001609, 0.00016034, 0.00016119, 0.00016725, 0.00018551, 0.00018495, 0.00018221, 0.0001988, 0.00019065, 0.00020834, 0.00021737, 0.00021523, 0.00021703, 0.00022144, 0.00023047, 0.00023554, 0.00023178, 0.0002456, 0.00024465, 0.00024935, 0.00026283, 0.00026346, 0.00026781, 0.00027734, 0.00027928, 0.00028642, 0.00029293, 0.00029245, 0.00029429, 0.00030728, 0.00031073, 0.00032026, 0.00032173, 0.0003289, 0.00032856, 0.00034212, 0.00033987, 0.00034859, 0.00035751, 0.0003533, 0.0003641, 0.00035755, 0.00038355, 0.00037776, 0.0003895, 0.00039162, 0.00039434, 0.00040532, 0.00039816, 0.0004091, 0.00041853, 0.00042046, 0.00043247, 0.00041807, 0.00042569, 0.00043245, 0.00042577, 0.00044422, 0.00043356, 0.00044384, 0.00045039, 0.00046176, 0.00045189, 0.00048249, 0.00047239, 0.0004534, 0.00048118, 0.00050411, 0.00049367, 0.00051166, 0.00050312, 0.00050332, 0.00051914, 0.00052528, 0.00052636, 0.00054213, 0.00056168, 0.00055211, 0.00056482, 0.00055262, 0.00055763, 0.0005693, 0.00056785, 0.00056635, 0.00057146, 0.0005889, 0.00059592, 0.00059355, 0.00059972, 0.00059083, 0.00060867, 0.00059886, 0.00064746, 0.00062389, 0.00062663, 0.00062212, 0.00063076, 0.00063531, 0.00066328, 0.00066052, 0.000652, 0.0006686, 0.00066083, 0.00065741, 0.00066396, 0.0006835, 0.00068003, 0.00069189, 0.00068789, 0.00070242, 0.00070441, 0.00073229, 0.00071051, 0.00071872, 0.0007515, 0.00072847, 0.0007632, 0.00075623, 0.0007791, 0.00079187, 0.0007699, 0.00077507]
NUTNRB | 2016-01-01 |  | A00384 | 261 | CC_di | [0.00681202, 0.00763475, 0.01113147, 0.01166684, 0.00915368, 0.00781177, 0.00641464, 0.01008153, 0.00547776, 0.00601471, 0.00789347, 0.01367606, 0.02243434, 0.03256462, 0.03789387, 0.04215867, 0.04787952, 0.04813378, 0.05020583, 0.04956939, 0.04882193, 0.04798499, 0.04545801, 0.04228932, 0.03788181, 0.03306694, 0.02812207, 0.02322959, 0.01909421, 0.015459, 0.01238927, 0.00983548, 0.00777568, 0.00608365, 0.00473764, 0.00366951, 0.00282986, 0.00217793, 0.00167094, 0.00128025, 0.00098201, 0.0007558, 0.00057537, 0.00044338, 0.00033949, 0.0002622, 0.00020323, 0.00016091, 0.00012227, 0.00010103, 0.00007835, 0.00005884, 0.00005, 0.00004281, 0.00003296, 0.00002716, 0.00002232, 0.00001709, 0.00001501, 0.00001004, 0.00001026, 0.00000856, 0.00000454, 0.00000378, 0.00000387, 0.00000225, 0.00000051, 0.00000308, 0.00000101, -0.00000144, -0.00000173, -0.00000302, -0.00000262, -0.00000171, -0.00000225, -0.00000107, -0.00000107, -0.0000002, -0.00000034, 0.00000055, 0.00000159, -0.00000002, -0.00000074, 0.00000098, 0.00000004, 0.00000242, -0.0000002, -0.00000021, 0.00000052, 0.00000283, 0.00000341, 0.0000054, 0.00000296, 0.00000107, 0.00000354, 0.00000279, 0.00000563, 0.00000571, 0.00000253, 0.00000417, 0.00000609, 0.00000558, 0.00000618, 0.00000754, 0.00000686, 0.00000753, 0.00000678, 0.00000804, 0.00000724, 0.0000084, 0.00000861, 0.00000898, 0.00000947, 0.00000941, 0.00000923, 0.00000909, 0.0000103, 0.00000964, 0.00001093, 0.00001057, 0.00001152, 0.00001077, 0.00001143, 0.00001216, 0.0000114, 0.00001279, 0.0000129, 0.0000119, 0.00001268, 0.00001294, 0.00001304, 0.00001168, 0.00001301, 0.00001299, 0.00001303, 0.00001273, 0.00001255, 0.00001277, 0.00001389, 0.00001358, 0.00001312, 0.00001404, 0.0000132, 0.00001414, 0.00001447, 0.00001405, 0.00001389, 0.0000139, 0.00001419, 0.00001422, 0.00001372, 0.00001425, 0.00001392, 0.00001392, 0.00001439, 0.00001414, 0.00001409, 0.00001431, 0.00001414, 0.00001422, 0.00001426, 0.00001396, 0.00001377, 0.0000141, 0.00001399, 0.00001414, 0.00001393, 0.00001396, 0.00001368, 0.00001397, 0.00001361, 0.00001368, 0.00001376, 0.00001334, 0.00001348, 0.00001298, 0.00001366, 0.00001319, 0.00001334, 0.00001316, 0.00001299, 0.00001309, 0.00001262, 0.00001271, 0.00001275, 0.00001257, 0.00001268, 0.00001202, 0.000012, 0.00001196, 0.00001155, 0.00001181, 0.00001131, 0.00001135, 0.0000113, 0.00001136, 0.00001091, 0.00001142, 0.00001097, 0.00001032, 0.00001074, 0.00001104, 0.0000106, 0.00001078, 0.0000104, 0.0000102, 0.00001032, 0.00001024, 0.00001007, 0.00001017, 0.00001033, 0.00000996, 0.00001, 0.00000959, 0.0000095, 0.00000951, 0.0000093, 0.0000091, 0.00000901, 0.0000091, 0.00000904, 0.00000883, 0.00000875, 0.00000846, 0.00000855, 0.00000825, 0.00000875, 0.00000827, 0.00000815, 0.00000793, 0.00000789, 0.00000779, 0.00000798, 0.0000078, 0.00000755, 0.0000076, 0.00000736, 0.00000719, 0.00000712, 0.00000719, 0.00000702, 0.00000701, 0.00000683, 0.00000685, 0.00000673, 0.00000687, 0.00000654, 0.00000649, 0.00000665, 0.00000633, 0.00000651, 0.00000632, 0.00000639, 0.00000637, 0.00000608, 0.000006]
NUTNRB | 2013-07-11 |  | A00385 | 262 | CC_lower_wavelength_limit_for_spectra_fit | 217 | wllower = Lower wavelength limit for spectra fit. From DPS: 217 nm (1-cm pathlength probe tip) or 220 nm (4-cm pathlength probe tip) | From GI01SUMO-00001
NUTNRB | 2013-07-11 |  | A00385 | 262 | CC_upper_wavelength_limit_for_spectra_fit | 240 | wlupper = Upper wavelength limit for spectra fit. From DPS: 240 nm (1-cm pathlength probe tip) or 245 nm (4-cm pathlength probe tip)
NUTNRB | 2013-07-11 |  | A00385 | 262 | CC_cal_temp | 20.07 | cal_temp = Calibration water temperature value
NUTNRB | 2013-07-11 |  | A00385 | 262 | CC_wl | [189.970, 190.750, 191.540, 192.320, 193.100, 193.890, 194.670, 195.450, 196.240, 197.020, 197.810, 198.590, 199.380, 200.160, 200.950, 201.740, 202.520, 203.310, 204.100, 204.880, 205.670, 206.460, 207.250, 208.040, 208.830, 209.610, 210.400, 211.190, 211.980, 212.770, 213.560, 214.350, 215.140, 215.930, 216.730, 217.520, 218.310, 219.100, 219.890, 220.680, 221.480, 222.270, 223.060, 223.850, 224.650, 225.440, 226.240, 227.030, 227.820, 228.620, 229.410, 230.210, 231.000, 231.800, 232.590, 233.390, 234.180, 234.980, 235.780, 236.570, 237.370, 238.170, 238.960, 239.760, 240.560, 241.350, 242.150, 242.950, 243.750, 244.550, 245.340, 246.140, 246.940, 247.740, 248.540, 249.340, 250.140, 250.940, 251.740, 252.540, 253.340, 254.140, 254.940, 255.740, 256.540, 257.340, 258.140, 258.940, 259.740, 260.540, 261.340, 262.140, 262.940, 263.750, 264.550, 265.350, 266.150, 266.950, 267.760, 268.560, 269.360, 270.160, 270.970, 271.770, 272.570, 273.380, 274.180, 274.980, 275.790, 276.590, 277.390, 278.200, 279.000, 279.800, 280.610, 281.410, 282.220, 283.020, 283.820, 284.630, 285.430, 286.240, 287.040, 287.850, 288.650, 289.460, 290.260, 291.060, 291.870, 292.670, 293.480, 294.290, 295.090, 295.900, 296.700, 297.510, 298.310, 299.120, 299.920, 300.730, 301.530, 302.340, 303.140, 303.950, 304.760, 305.560, 306.370, 307.170, 307.980, 308.790, 309.590, 310.400, 311.200, 312.010, 312.810, 313.620, 314.430, 315.230, 316.040, 316.840, 317.650, 318.460, 319.260, 320.070, 320.870, 321.680, 322.490, 323.290, 324.100, 324.900, 325.710, 326.520, 327.320, 328.130, 328.930, 329.740, 330.550, 331.350, 332.160, 332.960, 333.770, 334.580, 335.380, 336.190, 336.990, 337.800, 338.600, 339.410, 340.210, 341.020, 341.820, 342.630, 343.440, 344.240, 345.050, 345.850, 346.660, 347.460, 348.270, 349.070, 349.870, 350.680, 351.480, 352.290, 353.090, 353.900, 354.700, 355.510, 356.310, 357.110, 357.920, 358.720, 359.530, 360.330, 361.130, 361.940, 362.740, 363.540, 364.350, 365.150, 365.950, 366.760, 367.560, 368.360, 369.160, 369.970, 370.770, 371.570, 372.370, 373.170, 373.980, 374.780, 375.580, 376.380, 377.180, 377.980, 378.790, 379.590, 380.390, 381.190, 381.990, 382.790, 383.590, 384.390, 385.190, 385.990, 386.790, 387.590, 388.390, 389.190, 389.990, 390.780, 391.580, 392.380, 393.180, 393.980] | wl = (1 x 256) array of wavelength bins
NUTNRB | 2013-07-11 |  | A00385 | 262 | CC_eno3 | [-0.000230110, -0.000227430, -0.025224720, -0.000222040, -0.000219370, -0.014962290, -0.002832360, -0.000211300, -0.000208590, -0.000205910, -0.000203200, -0.006052600, -0.003655380, 0.005738890, -0.013570250, -0.011588010, -0.006908170, -0.003499960, 0.000228150, -0.004092380, -0.002668790, 0.001295940, 0.006147330, 0.005198670, 0.006374020, 0.006094480, 0.006742720, 0.006388700, 0.006317630, 0.006204850, 0.005923890, 0.005576090, 0.005240520, 0.004946300, 0.004651880, 0.004348180, 0.004031740, 0.003705880, 0.003406660, 0.003115750, 0.002817400, 0.002553530, 0.002289470, 0.002044470, 0.001833600, 0.001611940, 0.001401410, 0.001229960, 0.001054080, 0.000912110, 0.000795950, 0.000660500, 0.000562820, 0.000477750, 0.000389150, 0.000325100, 0.000256390, 0.000213870, 0.000163420, 0.000133670, 0.000102520, 0.000084300, 0.000056210, 0.000038130, 0.000029370, 0.000012190, 0.000014800, 0.000007110, -0.000004980, 0.000002440, -0.000005230, -0.000018120, -0.000015020, -0.000007860, -0.000025070, -0.000001970, -0.000007660, -0.000021780, -0.000007150, 0.000010560, -0.000005300, 0.000002050, -0.000001450, -0.000005030, 0.000023420, -0.000011220, 0.000014440, 0.000012090, 0.000009370, 0.000009650, 0.000031520, -0.000002610, 0.000000020, 0.000029910, 0.000019140, 0.000056940, 0.000029730, 0.000031700, 0.000038470, 0.000049620, 0.000043880, 0.000071350, 0.000074150, 0.000049270, 0.000068320, 0.000052850, 0.000064200, 0.000074780, 0.000067080, 0.000072480, 0.000082630, 0.000072730, 0.000096350, 0.000102530, 0.000099440, 0.000118010, 0.000143240, 0.000117880, 0.000110600, 0.000104390, 0.000109230, 0.000127160, 0.000124890, 0.000127160, 0.000136200, 0.000127370, 0.000135360, 0.000148370, 0.000133890, 0.000147830, 0.000160610, 0.000136000, 0.000176580, 0.000169970, 0.000167370, 0.000198380, 0.000199220, 0.000169520, 0.000200770, 0.000186440, 0.000194530, 0.000205710, 0.000178250, 0.000184650, 0.000194090, 0.000214780, 0.000195290, 0.000230980, 0.000205670, 0.000228030, 0.000244790, 0.000220170, 0.000234180, 0.000230360, 0.000198970, 0.000230750, 0.000226770, 0.000216740, 0.000231860, 0.000251350, 0.000245650, 0.000250340, 0.000233690, 0.000231000, 0.000241470, 0.000254520, 0.000230950, 0.000248970, 0.000268710, 0.000260790, 0.000270480, 0.000271660, 0.000251490, 0.000288920, 0.000250790, 0.000263830, 0.000255550, 0.000247660, 0.000266730, 0.000280940, 0.000264610, 0.000285060, 0.000304930, 0.000285190, 0.000289450, 0.000307660, 0.000329010, 0.000350940, 0.000348140, 0.000304610, 0.000342080, 0.000293870, 0.000273850, 0.000284950, 0.000265690, 0.000287180, 0.000351030, 0.000337580, 0.000404420, 0.000375600, 0.000390960, 0.000403450, 0.000389270, 0.000355010, 0.000407560, 0.000341870, 0.000308920, 0.000331870, 0.000342370, 0.000291120, 0.000341740, 0.000376680, 0.000408370, 0.000397330, 0.000360410, 0.000357130, 0.000418600, 0.000397240, 0.000407460, 0.000458090, 0.000417210, 0.000442250, 0.000422620, 0.000398630, 0.000395490, 0.000401440, 0.000393550, 0.000444850, 0.000433830, 0.000374750, 0.000407940, 0.000425470, 0.000411930, 0.000433140, 0.000424310, 0.000442520, 0.000445480, 0.000424210, 0.000419940, 0.000451660, 0.000423420, 0.000513080, 0.000484710, 0.000431290, 0.000411780, 0.000463130, 0.000393630, 0.000517340, 0.000529440, 0.000447220, 0.000515670, 0.000504170, 0.000459560, 0.000561920, 0.000490900, 0.000493640] | eno3 = (1 x 256) array of wavelength-dependent nitrate extinction coefficients
NUTNRB | 2013-07-11 |  | A00385 | 262 | CC_eswa | [-0.000337620, -0.000334200, 0.027808430, -0.000327320, 0.035714690, 0.008042020, 0.010993550, -0.000313590, -0.000310120, 0.019128470, 0.012461280, 0.028590910, 0.052806870, 0.052880220, 0.075533170, 0.074178040, 0.075020280, 0.075911730, 0.070604950, 0.073026590, 0.072314500, 0.069800850, 0.062891500, 0.057820020, 0.050429200, 0.043329530, 0.036520610, 0.030599150, 0.025401020, 0.020765830, 0.016949350, 0.013738690, 0.011115590, 0.008874390, 0.007100580, 0.005640820, 0.004462220, 0.003530180, 0.002801510, 0.002194760, 0.001756670, 0.001368520, 0.001086230, 0.000857730, 0.000665340, 0.000536840, 0.000438980, 0.000340540, 0.000273740, 0.000227810, 0.000173640, 0.000152380, 0.000144000, 0.000091360, 0.000086710, 0.000085910, 0.000056630, 0.000059500, 0.000059430, 0.000020890, 0.000030450, 0.000016800, 0.000014000, 0.000023940, 0.000019780, 0.000016730, 0.000006400, -0.000005290, 0.000004380, -0.000003490, -0.000012120, 0.000000430, -0.000000270, -0.000016600, -0.000007630, -0.000012850, -0.000005350, 0.000007300, -0.000003620, -0.000011470, 0.000000020, -0.000020190, -0.000009300, 0.000012530, -0.000006150, 0.000014110, 0.000025170, 0.000017720, -0.000010250, 0.000006610, -0.000023570, 0.000005440, 0.000029590, -0.000018110, 0.000028200, 0.000019180, 0.000015380, 0.000019500, 0.000033090, 0.000028450, 0.000019640, 0.000014990, -0.000007240, 0.000037100, 0.000030420, 0.000018530, 0.000031740, 0.000017800, 0.000022920, 0.000043910, 0.000032890, 0.000033740, 0.000044460, 0.000023480, 0.000028670, 0.000021950, -0.000018900, 0.000045780, 0.000031020, 0.000024670, 0.000011250, 0.000027420, 0.000029490, 0.000036510, 0.000046220, 0.000047840, 0.000075330, 0.000049120, 0.000062450, 0.000078330, 0.000059970, 0.000061410, 0.000083620, 0.000079230, 0.000084540, 0.000066810, 0.000056540, 0.000097400, 0.000075460, 0.000059930, 0.000064200, 0.000071850, 0.000052880, 0.000082530, 0.000101320, 0.000059140, 0.000088910, 0.000061740, 0.000073380, 0.000085050, 0.000069610, 0.000095950, 0.000104810, 0.000100070, 0.000114810, 0.000111370, 0.000110830, 0.000116510, 0.000126180, 0.000118930, 0.000137310, 0.000145710, 0.000148730, 0.000159680, 0.000166260, 0.000127920, 0.000143700, 0.000151510, 0.000141490, 0.000171500, 0.000151460, 0.000162570, 0.000206520, 0.000153800, 0.000206110, 0.000207750, 0.000229570, 0.000200500, 0.000197960, 0.000158210, 0.000195190, 0.000185190, 0.000188180, 0.000207380, 0.000228670, 0.000161540, 0.000195430, 0.000241720, 0.000185620, 0.000270700, 0.000228140, 0.000246910, 0.000306120, 0.000303960, 0.000207310, 0.000276000, 0.000208050, 0.000234120, 0.000216680, 0.000230350, 0.000229480, 0.000219090, 0.000239290, 0.000321600, 0.000260940, 0.000249180, 0.000341560, 0.000371520, 0.000311260, 0.000371120, 0.000313110, 0.000333800, 0.000309860, 0.000363450, 0.000306220, 0.000363430, 0.000303290, 0.000315890, 0.000334360, 0.000320020, 0.000321910, 0.000313110, 0.000356480, 0.000381360, 0.000409960, 0.000363000, 0.000389820, 0.000367850, 0.000376280, 0.000405780, 0.000389020, 0.000367760, 0.000410290, 0.000370230, 0.000372440, 0.000406270, 0.000392560, 0.000407580, 0.000446070, 0.000406280, 0.000457430, 0.000388880, 0.000384930, 0.000476840, 0.000491780, 0.000445320, 0.000513090, 0.000376520, 0.000362630, 0.000436610, 0.000355580, 0.000417420, 0.000555130, 0.000396820, 0.000461720, 0.000465230] | eswa = (1 x 256) array of seawater extinction coefficients
NUTNRB | 2013-07-11 |  | A00385 | 262 | CC_di | [25.000000000, 30.000000000, 17.000000000, 17.000000000, 31.000000000, 17.000000000, 26.000000000, 37.000000000, 34.000000000, 57.000000000, 66.000000000, 189.000000000, 454.000000000, 1084.000000000, 2236.000000000, 4033.000000000, 6448.000000000, 9198.000000000, 11845.000000000, 13973.000000000, 15480.000000000, 16288.000000000, 16575.000000000, 16570.000000000, 16383.000000000, 16202.000000000, 16090.000000000, 16142.000000000, 16281.000000000, 16643.000000000, 17187.000000000, 17904.000000000, 18811.000000000, 19880.000000000, 21059.000000000, 22354.000000000, 23660.000000000, 24947.000000000, 26115.000000000, 27062.000000000, 27751.000000000, 28054.000000000, 28024.000000000, 27613.000000000, 26875.000000000, 25956.000000000, 24892.000000000, 23820.000000000, 22821.000000000, 21948.000000000, 21261.000000000, 20755.000000000, 20414.000000000, 20218.000000000, 20232.000000000, 20375.000000000, 20634.000000000, 21031.000000000, 21547.000000000, 22141.000000000, 22879.000000000, 23666.000000000, 24551.000000000, 25485.000000000, 26432.000000000, 27350.000000000, 28214.000000000, 28918.000000000, 29485.000000000, 29811.000000000, 29849.000000000, 29647.000000000, 29108.000000000, 28264.000000000, 27240.000000000, 26008.000000000, 24686.000000000, 23313.000000000, 21943.000000000, 20640.000000000, 19430.000000000, 18305.000000000, 17316.000000000, 16455.000000000, 15675.000000000, 14997.000000000, 14464.000000000, 13966.000000000, 13562.000000000, 13279.000000000, 13043.000000000, 12908.000000000, 12852.000000000, 12820.000000000, 12930.000000000, 13078.000000000, 13252.000000000, 13512.000000000, 13828.000000000, 14169.000000000, 14552.000000000, 14925.000000000, 15299.000000000, 15690.000000000, 16028.000000000, 16252.000000000, 16472.000000000, 16564.000000000, 16551.000000000, 16472.000000000, 16261.000000000, 15968.000000000, 15605.000000000, 15161.000000000, 14698.000000000, 14236.000000000, 13730.000000000, 13277.000000000, 12821.000000000, 12402.000000000, 12019.000000000, 11695.000000000, 11407.000000000, 11175.000000000, 10984.000000000, 10825.000000000, 10726.000000000, 10653.000000000, 10638.000000000, 10655.000000000, 10696.000000000, 10758.000000000, 10875.000000000, 10987.000000000, 11133.000000000, 11310.000000000, 11484.000000000, 11706.000000000, 11942.000000000, 12174.000000000, 12431.000000000, 12729.000000000, 12987.000000000, 13308.000000000, 13615.000000000, 13897.000000000, 14196.000000000, 14495.000000000, 14740.000000000, 15029.000000000, 15270.000000000, 15501.000000000, 15701.000000000, 15838.000000000, 15932.000000000, 15998.000000000, 15996.000000000, 15949.000000000, 15872.000000000, 15730.000000000, 15555.000000000, 15355.000000000, 15099.000000000, 14839.000000000, 14556.000000000, 14241.000000000, 13894.000000000, 13561.000000000, 13189.000000000, 12837.000000000, 12442.000000000, 12072.000000000, 11701.000000000, 11312.000000000, 10968.000000000, 10656.000000000, 10357.000000000, 10071.000000000, 9818.000000000, 9562.000000000, 9364.000000000, 9161.000000000, 9002.000000000, 8838.000000000, 8676.000000000, 8497.000000000, 8369.000000000, 8266.000000000, 8095.000000000, 7987.000000000, 7837.000000000, 7704.000000000, 7593.000000000, 7487.000000000, 7349.000000000, 7296.000000000, 7204.000000000, 7147.000000000, 7098.000000000, 7052.000000000, 7016.000000000, 6970.000000000, 6964.000000000, 6966.000000000, 6942.000000000, 6926.000000000, 6964.000000000, 6977.000000000, 6983.000000000, 7008.000000000, 7016.000000000, 7058.000000000, 7078.000000000, 7108.000000000, 7105.000000000, 7147.000000000, 7167.000000000, 7167.000000000, 7194.000000000, 7213.000000000, 7225.000000000, 7241.000000000, 7260.000000000, 7233.000000000, 7183.000000000, 7076.000000000, 6999.000000000, 6907.000000000, 6846.000000000, 6761.000000000, 6679.000000000, 6596.000000000, 6537.000000000, 6441.000000000, 6365.000000000, 6330.000000000, 6281.000000000, 6211.000000000, 6112.000000000, 5941.000000000, 5841.000000000, 5708.000000000, 5577.000000000, 5484.000000000, 5377.000000000, 5289.000000000, 5221.000000000, 5138.000000000, 5070.000000000, 4998.000000000, 4893.000000000, 4787.000000000, 4672.000000000, 4432.000000000, 4131.000000000, 4131.000000000] | di = (1 x 256) array of deionized water reference spectrum
NUTNRB | 2013-07-11 |  | A00382 | 263 | CC_lower_wavelength_limit_for_spectra_fit | 217 | Constant | From CE09OSSM-00001
NUTNRB | 2013-07-11 |  | A00382 | 263 | CC_upper_wavelength_limit_for_spectra_fit | 240 | Constant
NUTNRB | 2013-07-11 |  | A00382 | 263 | CC_cal_temp | 20
NUTNRB | 2013-07-11 |  | A00382 | 263 | CC_wl | [191.07, 191.85, 192.64, 193.42, 194.2, 194.99, 195.77, 196.56, 197.34, 198.13, 198.91, 199.7, 200.49, 201.27, 202.06, 202.85, 203.63, 204.42, 205.21, 206.0, 206.79, 207.58, 208.36, 209.15, 209.94, 210.73, 211.52, 212.31, 213.1, 213.89, 214.69, 215.48, 216.27, 217.06, 217.85, 218.64, 219.44, 220.23, 221.02, 221.81, 222.61, 223.4, 224.19, 224.99, 225.78, 226.58, 227.37, 228.17, 228.96, 229.76, 230.55, 231.35, 232.14, 232.94, 233.73, 234.53, 235.33, 236.12, 236.92, 237.72, 238.52, 239.31, 240.11, 240.91, 241.71, 242.5, 243.3, 244.1, 244.9, 245.7, 246.5, 247.3, 248.1, 248.9, 249.7, 250.5, 251.3, 252.1, 252.9, 253.7, 254.5, 255.3, 256.1, 256.9, 257.7, 258.5, 259.3, 260.11, 260.91, 261.71, 262.51, 263.31, 264.12, 264.92, 265.72, 266.52, 267.33, 268.13, 268.93, 269.73, 270.54, 271.34, 272.14, 272.95, 273.75, 274.56, 275.36, 276.16, 276.97, 277.77, 278.58, 279.38, 280.18, 280.99, 281.79, 282.6, 283.4, 284.21, 285.01, 285.82, 286.62, 287.43, 288.23, 289.04, 289.84, 290.65, 291.45, 292.26, 293.07, 293.87, 294.68, 295.48, 296.29, 297.1, 297.9, 298.71, 299.51, 300.32, 301.13, 301.93, 302.74, 303.54, 304.35, 305.16, 305.96, 306.77, 307.58, 308.38, 309.19, 310.0, 310.8, 311.61, 312.42, 313.22, 314.03, 314.84, 315.64, 316.45, 317.26, 318.06, 318.87, 319.68, 320.48, 321.29, 322.1, 322.9, 323.71, 324.52, 325.32, 326.13, 326.94, 327.74, 328.55, 329.36, 330.16, 330.97, 331.77, 332.58, 333.39, 334.19, 335.0, 335.81, 336.61, 337.42, 338.23, 339.03, 339.84, 340.64, 341.45, 342.26, 343.06, 343.87, 344.67, 345.48, 346.29, 347.09, 347.9, 348.7, 349.51, 350.31, 351.12, 351.92, 352.73, 353.53, 354.34, 355.14, 355.95, 356.75, 357.56, 358.36, 359.17, 359.97, 360.78, 361.58, 362.39, 363.19, 363.99, 364.8, 365.6, 366.4, 367.21, 368.01, 368.82, 369.62, 370.42, 371.22, 372.03, 372.83, 373.63, 374.44, 375.24, 376.04, 376.84, 377.64, 378.45, 379.25, 380.05, 380.85, 381.65, 382.45, 383.26, 384.06, 384.86, 385.66, 386.46, 387.26, 388.06, 388.86, 389.66, 390.46, 391.26, 392.06, 392.86, 393.66, 394.46, 395.25]
NUTNRB | 2013-07-11 |  | A00382 | 263 | CC_eno3 | [-0.01124307, -0.00058935, 0.00694095, 0.00655059, 0.00174305, 0.00836654, 0.0009507, 0.02728639, 0.00833927, 0.00612615, 0.03250684, 0.01110192, 0.00420746, 0.02081177, 0.00592647, -0.00052592, 0.00519056, 0.00775796, -0.00083167, 0.00162153, 0.00341645, 0.00421266, 0.00700089, 0.00665996, 0.00593303, 0.00697492, 0.00663079, 0.00640828, 0.00627978, 0.00597463, 0.00563511, 0.00533671, 0.00499829, 0.00468059, 0.00434648, 0.00401531, 0.00368881, 0.00336059, 0.00303493, 0.0027383, 0.00246301, 0.00217884, 0.00192055, 0.00168586, 0.00147262, 0.0012634, 0.00109547, 0.00092857, 0.00078596, 0.00066945, 0.00056652, 0.00046323, 0.00038195, 0.00032149, 0.00024983, 0.00020664, 0.00016075, 0.0001308, 0.00010354, 0.00008296, 0.00006608, 0.00004419, 0.00002851, 0.00002487, 0.00001516, 0.00000628, -0.00000202, -0.00000619, -0.00000388, -0.00000917, -0.00000894, -0.00001078, -0.00001466, -0.00001078, -0.00001228, -0.00000908, -0.00002413, -0.00001399, -0.00000604, -0.00000996, 0.00000327, -0.00000447, -0.00000701, 0.00000911, 0.00001336, 0.00002201, 0.00003079, 0.00001754, 0.00001795, 0.00001917, 0.00003563, 0.00001615, 0.00002178, 0.00002788, 0.00001971, 0.00004074, 0.00004098, 0.00004087, 0.00005871, 0.00006477, 0.00004493, 0.00007, 0.00007936, 0.0000612, 0.0000752, 0.00007448, 0.00006913, 0.00009601, 0.00010309, 0.00009273, 0.0000991, 0.00009376, 0.00007875, 0.00010425, 0.00010224, 0.00009839, 0.00011233, 0.00011309, 0.00009024, 0.00009216, 0.00011066, 0.00012592, 0.00014189, 0.00014087, 0.00014611, 0.00015417, 0.00014217, 0.00013807, 0.00015755, 0.00016196, 0.00015624, 0.00014458, 0.00014642, 0.00015838, 0.00016339, 0.00015526, 0.0001685, 0.00017042, 0.00016361, 0.00016407, 0.00015638, 0.00016599, 0.00018097, 0.00017501, 0.00017998, 0.00018958, 0.00018659, 0.00019422, 0.00019458, 0.00017781, 0.00020647, 0.00020203, 0.00020779, 0.00022344, 0.00022567, 0.00021233, 0.00021848, 0.00023562, 0.00022011, 0.00022193, 0.00024538, 0.00022065, 0.00024721, 0.0002644, 0.00024373, 0.00026253, 0.00026505, 0.00027905, 0.00028057, 0.00028681, 0.00029167, 0.00029705, 0.00029978, 0.00027817, 0.00030228, 0.00030877, 0.00029599, 0.00032031, 0.00031412, 0.0002943, 0.0003244, 0.00030803, 0.00030647, 0.00031707, 0.00035731, 0.00035562, 0.00036013, 0.0003413, 0.00034676, 0.00035495, 0.00038138, 0.00037818, 0.00038202, 0.00039459, 0.0003896, 0.00038989, 0.00039293, 0.00040279, 0.0004015, 0.00040622, 0.00039873, 0.00044008, 0.00043018, 0.00041757, 0.00043228, 0.00044711, 0.00042831, 0.00044515, 0.00043888, 0.00044244, 0.00044159, 0.00048686, 0.00048841, 0.0004694, 0.0004805, 0.00047069, 0.00047988, 0.00049668, 0.0004913, 0.00044576, 0.00046672, 0.00044827, 0.00045359, 0.00048669, 0.00047914, 0.00049778, 0.000509, 0.00051232, 0.00049883, 0.00049863, 0.00056256, 0.00053088, 0.00058827, 0.00053276, 0.00056042, 0.00055638, 0.00060658, 0.00057735, 0.00059175, 0.00057652, 0.00059875, 0.00060114, 0.00061513, 0.00057974, 0.00060386, 0.00061888, 0.00060129, 0.0006081, 0.00062916, 0.00065986, 0.00062268, 0.00064263, 0.0006338, 0.00064678, 0.00056639, 0.00057095]
NUTNRB | 2013-07-11 |  | A00382 | 263 | CC_eswa | [0.01271359, 0.03443647, 0.00773719, 0.00649908, 0.0084429, 0.00325232, 0.00663498, 0.00441809, -0.00408266, 0.00819478, 0.01945053, 0.03134033, 0.0389617, 0.04789963, 0.05352658, 0.06186651, 0.06778551, 0.06392251, 0.0675374, 0.06794253, 0.06131735, 0.05717771, 0.05046586, 0.0440192, 0.03788946, 0.03198906, 0.02695839, 0.02242025, 0.01858443, 0.01532258, 0.01254944, 0.01023551, 0.00827512, 0.00666508, 0.00534735, 0.00425343, 0.00336894, 0.00267831, 0.00210507, 0.0016426, 0.00130746, 0.00103029, 0.00080842, 0.00066856, 0.00052064, 0.00043116, 0.00036912, 0.00030124, 0.00024207, 0.00022119, 0.00017569, 0.00015403, 0.00013887, 0.00010577, 0.00009525, 0.00009045, 0.00007299, 0.00006582, 0.00005483, 0.00004395, 0.00003631, 0.00003409, 0.00001739, 0.00001079, 0.00000805, -0.00000046, 0.00000532, 0.00000869, -0.00000486, -0.00000633, 0.00000009, -0.00001021, -0.00001523, -0.00001062, -0.00000094, -0.00001978, 0.00000804, -0.00001102, -0.000014, -0.00000867, -0.00001102, -0.00000136, 0.00001821, -0.00000857, 0.00000664, 0.00002711, 0.00001276, 0.0000056, 0.00001631, 0.00001671, -0.00000564, 0.0000337, 0.00003669, 0.00003062, 0.00003597, 0.00003136, 0.00003271, 0.000037, 0.00001896, 0.00002435, 0.00004168, 0.00002603, 0.00002056, 0.00004215, 0.0000406, 0.00002852, 0.00004678, 0.00001971, 0.00002791, 0.00002712, -0.00000373, 0.00002397, 0.00001889, -0.00000928, -0.00001246, 0.00001813, -0.00001148, -0.00001289, 0.00001069, -0.00000251, -0.000004, -0.00000395, -0.00002423, -0.00002051, -0.00002519, -0.00003947, -0.00002162, -0.00000862, -0.00003434, -0.00004766, -0.00002729, -0.00003305, -0.00003678, -0.00004284, -0.00004578, -0.00004419, -0.00003731, -0.00004377, -0.00002903, -0.00002601, -0.00003459, -0.00003512, -0.00003852, -0.0000325, -0.00002683, -0.00002951, -0.00004481, -0.00003756, -0.00002035, -0.00002027, -0.00004715, -0.00001752, -0.00003871, -0.00003724, -0.00003565, -0.00002669, -0.0000133, -0.00001324, -0.00000224, 0.00000388, 0.0000131, 0.00000668, -0.00000087, -0.00001438, -0.00000445, -0.0000136, -0.00001877, -0.00002531, -0.00001986, 0.00000166, 0.00000047, 0.00000375, 0.00000017, 0.00002213, 0.00000121, 0.00001901, 0.00000123, 0.00002289, 0.00004184, 0.00001272, -0.00000598, 0.00004149, 0.00002118, 0.00002408, 0.00003568, 0.00002164, 0.00001951, 0.00005993, 0.00005305, 0.00004958, 0.00006983, 0.00003975, 0.00004911, 0.00006958, 0.0000441, 0.00006365, 0.00007509, 0.00004779, 0.00006885, 0.00009234, 0.00007007, 0.00005489, 0.00009482, 0.00009811, 0.00008383, 0.00009122, 0.00008604, 0.0000698, 0.00011053, 0.00006785, 0.00010781, 0.00010679, 0.00008376, 0.00009941, 0.00010326, 0.00011178, 0.00009686, 0.00011624, 0.00011399, 0.00010659, 0.000118, 0.00010495, 0.00015366, 0.00008698, 0.00010153, 0.00008144, 0.00013019, 0.00013062, 0.00010837, 0.00011504, 0.00009795, 0.00010761, 0.00013167, 0.00014304, 0.00010838, 0.00016124, 0.00008221, 0.00006053, 0.00014475, 0.00011479, 0.00014311, 0.00017908, 0.00008769, 0.00015573, 0.00019183, 0.00006899, 0.00013005, 0.00020202, 0.00010612, 0.00006432, 0.0002128, 0.00014112, 0.00010416, 0.00015323, 0.00020673, 0.00020795]
NUTNRB | 2013-07-11 |  | A00382 | 263 | CC_di | [34.14393609, 30.40319535, 27.14393609, 30.29208424, 32.8476398, 32.66245461, 30.62541757, 31.95875091, 37.62541757, 43.88467683, 69.77356572, 170.62541757, 414.36615832, 944.36615832, 1928.06986202, 3431.18097313, 5396.81060276, 7522.5513435, 9493.69949165, 11144.66245461, 12539.58838054, 13783.18097313, 15009.40319535, 16319.32912128, 17754.21801017, 19350.14393609, 21108.92171387, 22994.77356572, 24935.62541757, 26892.18097313, 28658.51430646, 30202.44023239, 31362.81060276, 32034.36615832, 32205.2550472, 31858.40319535, 31079.81060276, 30016.06986202, 28784.10689906, 27509.69949165, 26362.36615832, 25356.69949165, 24542.99578794, 23980.62541757, 23638.92171387, 23518.2550472, 23648.73652869, 24001.2550472, 24576.14393609, 25355.81060276, 26331.2550472, 27496.03282498, 28807.32912128, 30235.69949165, 31734.77356572, 33261.69949165, 34710.92171387, 36008.69949165, 37110.32912128, 37891.10689906, 38295.77356572, 38297.32912128, 37853.92171387, 37024.21801017, 35827.44023239, 34362.06986202, 32741.88467683, 31049.5513435, 29363.81060276, 27745.58838054, 26283.10689906, 24919.62541757, 23730.06986202, 22672.69949165, 21778.5513435, 21017.81060276, 20381.10689906, 19853.99578794, 19432.5513435, 19125.40319535, 18905.77356572, 18791.62541757, 18759.51430646, 18807.95875091, 18949.36615832, 19163.99578794, 19431.88467683, 19771.62541757, 20149.81060276, 20551.2550472, 20973.99578794, 21378.73652869, 21752.32912128, 22061.5513435, 22286.44023239, 22395.29208424, 22369.44023239, 22185.51430646, 21864.58838054, 21405.95875091, 20795.2550472, 20095.32912128, 19308.44023239, 18483.14393609, 17663.58838054, 16850.47726943, 16081.81060276, 15365.29208424, 14719.14393609, 14137.10689906, 13639.14393609, 13205.5513435, 12834.44023239, 12530.92171387, 12278.36615832, 12091.36615832, 11957.62541757, 11873.81060276, 11836.32912128, 11853.14393609, 11918.03282498, 12036.18097313, 12200.8476398, 12413.2550472, 12676.36615832, 12985.77356572, 13333.14393609, 13728.5513435, 14167.06986202, 14626.03282498, 15122.2550472, 15627.2550472, 16131.18097313, 16655.99578794, 17165.69949165, 17661.47726943, 18134.69949165, 18556.36615832, 18938.99578794, 19277.99578794, 19536.10689906, 19714.8476398, 19824.92171387, 19845.47726943, 19772.73652869, 19634.92171387, 19402.51430646, 19116.66245461, 18786.77356572, 18387.2550472, 17978.36615832, 17544.21801017, 17081.18097313, 16608.18097313, 16143.40319535, 15670.14393609, 15215.03282498, 14781.14393609, 14358.73652869, 13976.14393609, 13609.36615832, 13270.62541757, 12977.32912128, 12711.44023239, 12446.62541757, 12217.18097313, 12003.36615832, 11807.99578794, 11622.69949165, 11439.88467683, 11247.5513435, 11072.10689906, 10914.44023239, 10772.5513435, 10662.14393609, 10559.21801017, 10478.99578794, 10406.88467683, 10371.10689906, 10349.58838054, 10349.69949165, 10357.73652869, 10371.95875091, 10396.03282498, 10403.8476398, 10426.44023239, 10452.2550472, 10468.95875091, 10483.5513435, 10479.06986202, 10474.73652869, 10471.32912128, 10479.2550472, 10474.66245461, 10484.21801017, 10481.66245461, 10473.66245461, 10467.47726943, 10461.51430646, 10449.88467683, 10439.14393609, 10428.88467683, 10402.21801017, 10372.03282498, 10326.62541757, 10271.29208424, 10211.14393609, 10132.62541757, 10038.73652869, 9930.92171387, 9811.66245461, 9669.62541757, 9522.29208424, 9359.8476398, 9191.5513435, 9024.62541757, 8839.36615832, 8663.81060276, 8491.2550472, 8321.40319535, 8155.58838054, 7975.14393609, 7752.77356572, 7535.73652869, 7315.99578794, 7097.8476398, 6930.69949165, 6770.66245461, 6622.18097313, 6489.62541757, 6385.99578794, 6281.99578794, 6188.62541757, 6114.95875091, 6074.32912128, 6033.58838054, 5949.03282498, 5826.10689906, 5710.58838054, 5616.40319535, 5537.73652869, 5460.36615832, 5387.29208424, 5331.81060276, 5289.21801017, 5266.14393609, 5245.69949165, 5213.21801017, 5165.88467683, 5102.5513435, 5012.69949165, 4841.92171387, 4566.29208424, 4158.5513435, 3611.69949165, 3611.69949165]
NUTNRB | 2016-01-01 |  | A00382 | 263 | CC_lower_wavelength_limit_for_spectra_fit | 217 | Constant | From CE01ISSM-00005
NUTNRB | 2016-01-01 |  | A00382 | 263 | CC_upper_wavelength_limit_for_spectra_fit | 240 | Constant
NUTNRB | 2016-01-01 |  | A00382 | 263 | CC_cal_temp | 20.02
NUTNRB | 2016-01-01 |  | A00382 | 263 | CC_wl | [191.07, 191.85, 192.64, 193.42, 194.20, 194.99, 195.77, 196.56, 197.34, 198.13, 198.91, 199.70, 200.49, 201.27, 202.06, 202.85, 203.63, 204.42, 205.21, 206.00, 206.79, 207.58, 208.36, 209.15, 209.94, 210.73, 211.52, 212.31, 213.10, 213.89, 214.69, 215.48, 216.27, 217.06, 217.85, 218.64, 219.44, 220.23, 221.02, 221.81, 222.61, 223.40, 224.19, 224.99, 225.78, 226.58, 227.37, 228.17, 228.96, 229.76, 230.55, 231.35, 232.14, 232.94, 233.73, 234.53, 235.33, 236.12, 236.92, 237.72, 238.52, 239.31, 240.11, 240.91, 241.71, 242.50, 243.30, 244.10, 244.90, 245.70, 246.50, 247.30, 248.10, 248.90, 249.70, 250.50, 251.30, 252.10, 252.90, 253.70, 254.50, 255.30, 256.10, 256.90, 257.70, 258.50, 259.30, 260.11, 260.91, 261.71, 262.51, 263.31, 264.12, 264.92, 265.72, 266.52, 267.33, 268.13, 268.93, 269.73, 270.54, 271.34, 272.14, 272.95, 273.75, 274.56, 275.36, 276.16, 276.97, 277.77, 278.58, 279.38, 280.18, 280.99, 281.79, 282.60, 283.40, 284.21, 285.01, 285.82, 286.62, 287.43, 288.23, 289.04, 289.84, 290.65, 291.45, 292.26, 293.07, 293.87, 294.68, 295.48, 296.29, 297.10, 297.90, 298.71, 299.51, 300.32, 301.13, 301.93, 302.74, 303.54, 304.35, 305.16, 305.96, 306.77, 307.58, 308.38, 309.19, 310.00, 310.80, 311.61, 312.42, 313.22, 314.03, 314.84, 315.64, 316.45, 317.26, 318.06, 318.87, 319.68, 320.48, 321.29, 322.10, 322.90, 323.71, 324.52, 325.32, 326.13, 326.94, 327.74, 328.55, 329.36, 330.16, 330.97, 331.77, 332.58, 333.39, 334.19, 335.00, 335.81, 336.61, 337.42, 338.23, 339.03, 339.84, 340.64, 341.45, 342.26, 343.06, 343.87, 344.67, 345.48, 346.29, 347.09, 347.90, 348.70, 349.51, 350.31, 351.12, 351.92, 352.73, 353.53, 354.34, 355.14, 355.95, 356.75, 357.56, 358.36, 359.17, 359.97, 360.78, 361.58, 362.39, 363.19, 363.99, 364.80, 365.60, 366.40, 367.21, 368.01, 368.82, 369.62, 370.42, 371.22, 372.03, 372.83, 373.63, 374.44, 375.24, 376.04, 376.84, 377.64, 378.45, 379.25, 380.05, 380.85, 381.65, 382.45, 383.26, 384.06, 384.86, 385.66, 386.46, 387.26, 388.06, 388.86, 389.66, 390.46, 391.26, 392.06, 392.86, 393.66, 394.46, 395.25]
NUTNRB | 2016-01-01 |  | A00382 | 263 | CC_eno3 | [0.01077771, 0.00294687, 0.00791829, -0.00668674, 0.00167785, -0.00857322, -0.00720029, -0.01066618, -0.00271134, -0.00501170, -0.00657735, 0.00397779, 0.00618149, 0.00135946, 0.00413336, 0.00215713, 0.00420108, 0.00328276, 0.00261475, 0.00069222, 0.00339026, 0.00583004, 0.00470161, 0.00617860, 0.00637777, 0.00639501, 0.00638790, 0.00611007, 0.00584673, 0.00559406, 0.00530853, 0.00500360, 0.00471197, 0.00438905, 0.00409264, 0.00378566, 0.00348117, 0.00317636, 0.00289197, 0.00260569, 0.00232957, 0.00208850, 0.00184151, 0.00161796, 0.00142299, 0.00123465, 0.00106690, 0.00092296, 0.00079028, 0.00066180, 0.00056684, 0.00047296, 0.00039149, 0.00032388, 0.00026687, 0.00021633, 0.00016886, 0.00013767, 0.00010785, 0.00008206, 0.00005998, 0.00004505, 0.00002749, 0.00002933, 0.00001074, 0.00000691, -0.00000037, -0.00000297, -0.00001235, -0.00001309, -0.00001742, -0.00001842, -0.00000720, -0.00001378, -0.00001188, -0.00001264, -0.00001767, -0.00000649, -0.00000129, 0.00000850, -0.00000634, 0.00000634, 0.00000702, 0.00001237, 0.00001254, 0.00001208, 0.00000858, 0.00001574, 0.00002077, 0.00001032, 0.00001676, 0.00002492, 0.00002463, 0.00002754, 0.00003538, 0.00003643, 0.00003990, 0.00004577, 0.00004264, 0.00006444, 0.00004506, 0.00005328, 0.00006759, 0.00005874, 0.00005588, 0.00008084, 0.00008224, 0.00006989, 0.00010000, 0.00009390, 0.00008611, 0.00009815, 0.00009671, 0.00008294, 0.00010859, 0.00011108, 0.00011081, 0.00011374, 0.00013749, 0.00012321, 0.00012889, 0.00011273, 0.00013634, 0.00014308, 0.00014863, 0.00014545, 0.00014843, 0.00016382, 0.00014193, 0.00015127, 0.00017968, 0.00016678, 0.00016563, 0.00018125, 0.00016635, 0.00017402, 0.00018487, 0.00018943, 0.00018048, 0.00019608, 0.00019570, 0.00020134, 0.00021336, 0.00020681, 0.00021301, 0.00021838, 0.00021380, 0.00022492, 0.00023372, 0.00023495, 0.00022449, 0.00024445, 0.00023286, 0.00024882, 0.00024994, 0.00025497, 0.00025651, 0.00026220, 0.00025105, 0.00025328, 0.00026008, 0.00027106, 0.00025749, 0.00029948, 0.00029330, 0.00028909, 0.00029173, 0.00030980, 0.00029578, 0.00030476, 0.00030727, 0.00028909, 0.00030592, 0.00031207, 0.00028746, 0.00032713, 0.00033216, 0.00030238, 0.00032908, 0.00033264, 0.00032549, 0.00034695, 0.00035134, 0.00034619, 0.00034539, 0.00036036, 0.00035833, 0.00035530, 0.00035543, 0.00035148, 0.00037723, 0.00036151, 0.00035419, 0.00035232, 0.00040582, 0.00036759, 0.00038825, 0.00040345, 0.00036930, 0.00038891, 0.00040421, 0.00039036, 0.00039825, 0.00038751, 0.00039432, 0.00041883, 0.00042030, 0.00041622, 0.00042004, 0.00041924, 0.00042078, 0.00039750, 0.00043822, 0.00043136, 0.00042550, 0.00043061, 0.00041637, 0.00042796, 0.00044928, 0.00043956, 0.00042508, 0.00045603, 0.00044552, 0.00046016, 0.00049124, 0.00046871, 0.00047457, 0.00051807, 0.00047420, 0.00049244, 0.00050937, 0.00047475, 0.00047273, 0.00050101, 0.00053536, 0.00049089, 0.00049844, 0.00056253, 0.00050007, 0.00055168, 0.00055811, 0.00048966, 0.00055395, 0.00056451, 0.00050853, 0.00054541, 0.00058262, 0.00056833, 0.00058140, 0.00061561, 0.00060425, 0.00056447, 0.00058839, 0.00053821, 0.00056584, 0.00056914]
NUTNRB | 2016-01-01 |  | A00382 | 263 | CC_eswa | [0.01051382, 0.00592176, 0.00608296, 0.01334043, 0.00634881, 0.02637156, 0.02112165, 0.01530194, 0.01589292, 0.03403246, 0.04251785, 0.04181006, 0.05442466, 0.05740012, 0.06098162, 0.06687038, 0.06306977, 0.06433087, 0.06561714, 0.06559242, 0.06165080, 0.05653349, 0.05083640, 0.04386501, 0.03756467, 0.03170375, 0.02656725, 0.02210507, 0.01828473, 0.01499883, 0.01225718, 0.00995451, 0.00803098, 0.00644650, 0.00513109, 0.00406488, 0.00318826, 0.00249634, 0.00193706, 0.00150892, 0.00117198, 0.00089466, 0.00069898, 0.00054657, 0.00042954, 0.00034350, 0.00027298, 0.00022171, 0.00017043, 0.00014099, 0.00011475, 0.00009480, 0.00008267, 0.00006933, 0.00005580, 0.00005180, 0.00004781, 0.00003881, 0.00002513, 0.00002150, 0.00002178, 0.00001355, 0.00001631, 0.00000230, 0.00000001, 0.00000476, -0.00000162, -0.00000525, -0.00000008, -0.00000033, -0.00000104, -0.00000559, -0.00000634, -0.00000045, -0.00000215, 0.00000579, 0.00000003, -0.00001073, -0.00001344, -0.00000356, -0.00001394, 0.00000169, 0.00000729, 0.00000121, 0.00000482, 0.00001362, 0.00000670, 0.00001842, 0.00001825, 0.00001746, 0.00001304, 0.00001628, 0.00001321, 0.00001856, 0.00001642, 0.00002274, 0.00003072, 0.00002638, 0.00003266, 0.00003224, 0.00004108, 0.00003138, 0.00004243, 0.00003009, 0.00004664, 0.00003813, 0.00003374, 0.00004296, 0.00004615, 0.00003682, 0.00006277, 0.00006393, 0.00007257, 0.00006648, 0.00007999, 0.00008026, 0.00006758, 0.00008634, 0.00008251, 0.00008831, 0.00009564, 0.00010569, 0.00009339, 0.00010487, 0.00010388, 0.00012012, 0.00014339, 0.00012715, 0.00013771, 0.00013400, 0.00011748, 0.00012791, 0.00014461, 0.00012999, 0.00015098, 0.00015708, 0.00016832, 0.00016157, 0.00017302, 0.00017804, 0.00018520, 0.00018582, 0.00018243, 0.00018899, 0.00018539, 0.00019899, 0.00019934, 0.00018767, 0.00020635, 0.00020146, 0.00023312, 0.00022618, 0.00023719, 0.00023750, 0.00024666, 0.00023903, 0.00024571, 0.00024261, 0.00025094, 0.00027072, 0.00026878, 0.00028031, 0.00027485, 0.00026983, 0.00028026, 0.00027556, 0.00028393, 0.00028295, 0.00030307, 0.00028892, 0.00030295, 0.00032174, 0.00032604, 0.00031636, 0.00035566, 0.00032049, 0.00035071, 0.00034498, 0.00034132, 0.00036326, 0.00036319, 0.00036914, 0.00037870, 0.00036259, 0.00039190, 0.00038670, 0.00036932, 0.00039236, 0.00039581, 0.00039206, 0.00039063, 0.00041139, 0.00039269, 0.00041476, 0.00040216, 0.00039823, 0.00042778, 0.00041387, 0.00043855, 0.00044583, 0.00044684, 0.00043409, 0.00045274, 0.00046887, 0.00047764, 0.00046343, 0.00044905, 0.00047717, 0.00048619, 0.00049127, 0.00047633, 0.00050857, 0.00051124, 0.00049410, 0.00051368, 0.00052199, 0.00049898, 0.00052090, 0.00052144, 0.00051865, 0.00053850, 0.00055895, 0.00053588, 0.00055889, 0.00053179, 0.00055743, 0.00052420, 0.00053657, 0.00056553, 0.00058308, 0.00059683, 0.00063224, 0.00062073, 0.00066562, 0.00062895, 0.00063869, 0.00064872, 0.00061084, 0.00062793, 0.00063560, 0.00062870, 0.00066865, 0.00064399, 0.00063376, 0.00065664, 0.00064085, 0.00064039, 0.00062948, 0.00061563, 0.00063876, 0.00062434, 0.00066772, 0.00068832, 0.00075882, 0.00069519, 0.00069980]
NUTNRB | 2016-01-01 |  | A00382 | 263 | CC_di | [47.20116195, 44.64560639, 44.79375454, 51.60856935, 48.05301380, 51.38634713, 52.97893972, 67.64560639, 130.42338417, 330.34931009, 818.75671750, 1851.83079158, 3633.09005084, 6319.23819898, 9721.94190269, 13278.60856935, 16365.38634713, 18732.42338417, 20429.68264343, 21756.75671750, 22951.09005084, 24161.79375454, 25519.57153232, 27140.31227306, 28983.34931009, 31129.31227306, 33530.34931009, 36101.53449528, 38778.75671750, 41425.49745824, 43831.75671750, 45863.68264343, 47331.94190269, 48062.01597676, 48064.12708787, 47318.46042121, 45935.86782861, 44122.27523602, 42075.49745824, 39995.23819898, 38086.05301380, 36403.34931009, 35032.60856935, 34027.34931009, 33346.23819898, 32989.60856935, 32990.09005084, 33297.68264343, 33904.16412491, 34808.83079158, 35961.90486565, 37349.34931009, 38950.57153232, 40665.31227306, 42470.12708787, 44313.46042121, 46014.01597676, 47526.97893972, 48774.09005084, 49594.60856935, 49920.83079158, 49736.20116195, 48965.83079158, 47732.83079158, 46016.31227306, 43964.71968046, 41734.83079158, 39416.38634713, 37109.46042121, 34932.12708787, 32919.27523602, 31076.23819898, 29467.94190269, 28026.75671750, 26793.46042121, 25755.31227306, 24872.90486565, 24116.68264343, 23520.64560639, 23046.64560639, 22693.64560639, 22467.71968046, 22344.60856935, 22317.86782861, 22400.53449528, 22563.49745824, 22811.20116195, 23133.42338417, 23507.49745824, 23910.16412491, 24338.94190269, 24747.31227306, 25122.12708787, 25428.01597676, 25634.86782861, 25723.20116195, 25659.86782861, 25421.64560639, 25027.16412491, 24479.75671750, 23760.34931009, 22939.71968046, 22043.34931009, 21077.46042121, 20117.53449528, 19183.12708787, 18285.09005084, 17466.57153232, 16711.79375454, 16030.97893972, 15446.34931009, 14932.53449528, 14490.46042121, 14127.46042121, 13826.60856935, 13592.49745824, 13421.64560639, 13304.97893972, 13247.68264343, 13238.79375454, 13291.86782861, 13400.57153232, 13560.71968046, 13778.16412491, 14042.53449528, 14370.53449528, 14729.57153232, 15148.97893972, 15600.27523602, 16075.68264343, 16583.20116195, 17105.38634713, 17624.83079158, 18168.20116195, 18694.94190269, 19204.42338417, 19688.97893972, 20119.05301380, 20500.49745824, 20825.64560639, 21075.23819898, 21237.31227306, 21324.20116195, 21317.34931009, 21211.12708787, 21036.09005084, 20765.49745824, 20434.31227306, 20050.75671750, 19600.46042121, 19129.79375454, 18639.75671750, 18121.68264343, 17592.90486565, 17078.49745824, 16550.16412491, 16041.42338417, 15556.31227306, 15089.20116195, 14650.23819898, 14245.57153232, 13866.49745824, 13529.34931009, 13222.16412491, 12927.71968046, 12659.34931009, 12418.71968046, 12189.79375454, 11980.38634713, 11767.49745824, 11548.71968046, 11354.12708787, 11168.01597676, 10997.49745824, 10861.97893972, 10737.12708787, 10626.42338417, 10537.75671750, 10473.75671750, 10432.64560639, 10413.09005084, 10401.23819898, 10397.86782861, 10402.27523602, 10400.94190269, 10401.01597676, 10410.09005084, 10414.49745824, 10412.16412491, 10390.97893972, 10370.86782861, 10353.12708787, 10340.09005084, 10319.12708787, 10312.20116195, 10294.79375454, 10272.31227306, 10250.71968046, 10223.53449528, 10197.90486565, 10178.12708787, 10149.53449528, 10107.16412491, 10062.94190269, 10002.23819898, 9935.71968046, 9864.68264343, 9775.94190269, 9673.42338417, 9559.05301380, 9436.20116195, 9296.05301380, 9139.94190269, 8976.46042121, 8802.71968046, 8633.97893972, 8446.01597676, 8270.38634713, 8096.31227306, 7922.68264343, 7760.12708787, 7574.94190269, 7357.53449528, 7146.79375454, 6934.79375454, 6732.53449528, 6567.94190269, 6414.42338417, 6271.64560639, 6145.53449528, 6039.16412491, 5933.94190269, 5839.90486565, 5766.09005084, 5718.16412491, 5673.49745824, 5591.68264343, 5476.42338417, 5361.90486565, 5275.57153232, 5196.09005084, 5116.79375454, 5047.23819898, 4991.27523602, 4943.38634713, 4922.57153232, 4905.68264343, 4866.53449528, 4816.09005084, 4753.49745824, 4664.31227306, 4501.31227306, 4240.01597676, 3862.97893972, 3351.38634713, 3351.38634713]
NUTNRB | 2014-01-28 |  | A00691 | 264 | CC_lower_wavelength_limit_for_spectra_fit | 217 | Constant | From CE01ISSM-00003
NUTNRB | 2014-01-28 |  | A00691 | 264 | CC_upper_wavelength_limit_for_spectra_fit | 240 | Constant
NUTNRB | 2014-01-28 |  | A00691 | 264 | CC_cal_temp | 20.07
NUTNRB | 2014-01-28 |  | A00691 | 264 | CC_wl | [190.60, 191.39, 192.19, 192.98, 193.78, 194.58, 195.37, 196.17, 196.97, 197.77, 198.56, 199.36, 200.16, 200.96, 201.76, 202.56, 203.36, 204.16, 204.96, 205.76, 206.56, 207.36, 208.16, 208.96, 209.76, 210.56, 211.36, 212.17, 212.97, 213.77, 214.57, 215.38, 216.18, 216.98, 217.79, 218.59, 219.39, 220.20, 221.00, 221.81, 222.61, 223.42, 224.22, 225.03, 225.83, 226.64, 227.45, 228.25, 229.06, 229.87, 230.67, 231.48, 232.29, 233.10, 233.90, 234.71, 235.52, 236.33, 237.14, 237.94, 238.75, 239.56, 240.37, 241.18, 241.99, 242.80, 243.61, 244.42, 245.23, 246.04, 246.85, 247.66, 248.47, 249.28, 250.09, 250.91, 251.72, 252.53, 253.34, 254.15, 254.96, 255.78, 256.59, 257.40, 258.21, 259.02, 259.84, 260.65, 261.46, 262.28, 263.09, 263.90, 264.72, 265.53, 266.34, 267.16, 267.97, 268.78, 269.60, 270.41, 271.23, 272.04, 272.86, 273.67, 274.48, 275.30, 276.11, 276.93, 277.74, 278.56, 279.37, 280.19, 281.00, 281.82, 282.63, 283.45, 284.27, 285.08, 285.90, 286.71, 287.53, 288.34, 289.16, 289.98, 290.79, 291.61, 292.42, 293.24, 294.06, 294.87, 295.69, 296.51, 297.32, 298.14, 298.95, 299.77, 300.59, 301.40, 302.22, 303.04, 303.85, 304.67, 305.49, 306.30, 307.12, 307.94, 308.75, 309.57, 310.39, 311.20, 312.02, 312.84, 313.65, 314.47, 315.29, 316.10, 316.92, 317.74, 318.55, 319.37, 320.19, 321.00, 321.82, 322.64, 323.45, 324.27, 325.09, 325.90, 326.72, 327.54, 328.35, 329.17, 329.98, 330.80, 331.62, 332.43, 333.25, 334.07, 334.88, 335.70, 336.51, 337.33, 338.15, 338.96, 339.78, 340.59, 341.41, 342.22, 343.04, 343.85, 344.67, 345.48, 346.30, 347.11, 347.93, 348.74, 349.56, 350.37, 351.19, 352.00, 352.82, 353.63, 354.45, 355.26, 356.07, 356.89, 357.70, 358.52, 359.33, 360.14, 360.96, 361.77, 362.58, 363.40, 364.21, 365.02, 365.84, 366.65, 367.46, 368.27, 369.08, 369.90, 370.71, 371.52, 372.33, 373.14, 373.96, 374.77, 375.58, 376.39, 377.20, 378.01, 378.82, 379.63, 380.44, 381.25, 382.06, 382.87, 383.68, 384.49, 385.30, 386.11, 386.92, 387.73, 388.53, 389.34, 390.15, 390.96, 391.77, 392.58, 393.38, 394.19, 395.00, 395.80, 396.61, 397.42]
NUTNRB | 2014-01-28 |  | A00691 | 264 | CC_eno3 | [0.00113817, -0.00304615, 0.00012428, -0.00448462, 0.00112110, 0.00254392, -0.01874094, -0.00775462, 0.00227700, -0.00080990, -0.00021991, 0.00164893, 0.00304443, 0.00106790, 0.00086089, -0.00159284, 0.00352731, 0.00233753, 0.00094803, 0.00186856, 0.00297430, 0.00307558, 0.00495346, 0.00545013, 0.00630044, 0.00669811, 0.00647094, 0.00636831, 0.00610838, 0.00580036, 0.00552267, 0.00521556, 0.00483876, 0.00451058, 0.00416194, 0.00383130, 0.00349792, 0.00318574, 0.00287691, 0.00259842, 0.00230940, 0.00206157, 0.00183671, 0.00162269, 0.00142659, 0.00125093, 0.00108686, 0.00093950, 0.00080944, 0.00068621, 0.00058536, 0.00048477, 0.00040715, 0.00033994, 0.00027397, 0.00022321, 0.00017917, 0.00013898, 0.00010470, 0.00007852, 0.00004974, 0.00004076, 0.00002641, 0.00001876, 0.00001037, 0.00000472, -0.00000676, -0.00000846, 0.00000749, -0.00001419, -0.00001070, -0.00000896, -0.00001125, -0.00000988, -0.00000605, -0.00001599, -0.00000374, -0.00000866, -0.00000984, -0.00000002, -0.00000522, -0.00000194, 0.00000788, 0.00000599, 0.00000937, 0.00001786, 0.00001282, 0.00001644, 0.00002238, 0.00001194, 0.00001818, 0.00003470, 0.00001075, 0.00003905, 0.00003219, 0.00003055, 0.00003571, 0.00001867, 0.00002369, 0.00004359, 0.00003181, 0.00005331, 0.00005874, 0.00006222, 0.00006609, 0.00007285, 0.00007213, 0.00007946, 0.00008428, 0.00008086, 0.00009167, 0.00008253, 0.00009370, 0.00009458, 0.00011360, 0.00009961, 0.00012063, 0.00012178, 0.00012032, 0.00014125, 0.00012684, 0.00013867, 0.00014672, 0.00013969, 0.00014719, 0.00015381, 0.00013944, 0.00015009, 0.00014742, 0.00014891, 0.00015204, 0.00014964, 0.00015599, 0.00017065, 0.00017090, 0.00017719, 0.00018560, 0.00019549, 0.00019078, 0.00019888, 0.00019953, 0.00020121, 0.00020851, 0.00020611, 0.00020930, 0.00021440, 0.00020470, 0.00021778, 0.00021317, 0.00021507, 0.00022718, 0.00022125, 0.00022240, 0.00023420, 0.00023835, 0.00023998, 0.00024296, 0.00024352, 0.00024575, 0.00025383, 0.00025040, 0.00026618, 0.00026792, 0.00025410, 0.00026706, 0.00027513, 0.00027001, 0.00028074, 0.00027019, 0.00027672, 0.00028454, 0.00026657, 0.00027585, 0.00028503, 0.00028222, 0.00030343, 0.00031123, 0.00030002, 0.00033049, 0.00032525, 0.00030729, 0.00032470, 0.00032451, 0.00032319, 0.00036180, 0.00031625, 0.00033479, 0.00033465, 0.00033626, 0.00036417, 0.00036324, 0.00033314, 0.00034361, 0.00037686, 0.00034136, 0.00034999, 0.00035204, 0.00035172, 0.00037575, 0.00034732, 0.00036098, 0.00037482, 0.00038402, 0.00036047, 0.00039646, 0.00036528, 0.00036829, 0.00040843, 0.00038921, 0.00041212, 0.00042261, 0.00038846, 0.00041256, 0.00041931, 0.00038897, 0.00042411, 0.00046144, 0.00041904, 0.00044767, 0.00043606, 0.00041470, 0.00042882, 0.00039720, 0.00041503, 0.00042172, 0.00041837, 0.00042136, 0.00042552, 0.00041939, 0.00044570, 0.00043687, 0.00045308, 0.00047088, 0.00049448, 0.00046358, 0.00050066, 0.00050600, 0.00047724, 0.00051844, 0.00049609, 0.00047245, 0.00049324, 0.00047817, 0.00046240, 0.00052196, 0.00049026, 0.00048415, 0.00055868, 0.00049164, 0.00052103, 0.00054626, 0.00050535, 0.00053759, 0.00055863, 0.00055830, 0.00056134]
NUTNRB | 2014-01-28 |  | A00691 | 264 | CC_eswa | [0.01302581, 0.01772944, 0.00903311, 0.01375520, 0.01734887, 0.01213589, 0.03393909, 0.01870784, 0.01317010, 0.01034442, 0.01225099, 0.01668848, 0.02950287, 0.04270284, 0.05133179, 0.05969508, 0.06291531, 0.06649399, 0.06968847, 0.06870849, 0.06690672, 0.06326000, 0.05730109, 0.05053098, 0.04348091, 0.03669809, 0.03079433, 0.02535656, 0.02069937, 0.01673765, 0.01342772, 0.01066014, 0.00843428, 0.00661693, 0.00518074, 0.00402206, 0.00312083, 0.00241373, 0.00187497, 0.00145433, 0.00114106, 0.00089227, 0.00069982, 0.00055042, 0.00044128, 0.00035632, 0.00028864, 0.00023631, 0.00019456, 0.00016395, 0.00013498, 0.00011675, 0.00010143, 0.00007632, 0.00007336, 0.00006024, 0.00004993, 0.00004858, 0.00003620, 0.00003375, 0.00003236, 0.00001949, 0.00001807, 0.00001307, 0.00000456, 0.00000386, 0.00000281, -0.00000254, 0.00000066, -0.00000697, -0.00001074, -0.00000609, -0.00000982, -0.00001075, -0.00001143, -0.00000397, -0.00000708, -0.00000098, -0.00000401, -0.00000780, -0.00000057, 0.00000179, 0.00000470, 0.00000692, 0.00000730, 0.00001186, 0.00000718, 0.00001219, 0.00001356, 0.00001508, 0.00000452, 0.00001779, 0.00003433, 0.00001711, 0.00003518, 0.00002332, 0.00003308, 0.00005073, 0.00005157, 0.00003082, 0.00005203, 0.00003875, 0.00003436, 0.00002632, 0.00004623, 0.00004327, 0.00003590, 0.00003331, 0.00003881, 0.00004532, 0.00002515, 0.00005058, 0.00003865, 0.00004441, 0.00004385, 0.00004317, 0.00004698, 0.00004892, 0.00005139, 0.00004099, 0.00005421, 0.00005417, 0.00005377, 0.00005764, 0.00006361, 0.00005760, 0.00007002, 0.00007085, 0.00009498, 0.00008886, 0.00009844, 0.00010644, 0.00010024, 0.00010124, 0.00009880, 0.00010287, 0.00009567, 0.00010158, 0.00010031, 0.00010289, 0.00011748, 0.00010989, 0.00011857, 0.00011796, 0.00012403, 0.00013351, 0.00013989, 0.00014053, 0.00014854, 0.00015037, 0.00015501, 0.00017126, 0.00015773, 0.00016924, 0.00017368, 0.00017463, 0.00017379, 0.00017559, 0.00018444, 0.00019393, 0.00019615, 0.00018919, 0.00019763, 0.00019532, 0.00019974, 0.00019991, 0.00020504, 0.00020028, 0.00022157, 0.00021410, 0.00023095, 0.00026029, 0.00026272, 0.00025691, 0.00026085, 0.00025439, 0.00025193, 0.00026236, 0.00024370, 0.00027159, 0.00027525, 0.00025993, 0.00027843, 0.00026662, 0.00027451, 0.00028679, 0.00029409, 0.00031158, 0.00031831, 0.00027632, 0.00032443, 0.00031853, 0.00034012, 0.00032076, 0.00034019, 0.00034525, 0.00035163, 0.00035386, 0.00035589, 0.00034075, 0.00034386, 0.00033530, 0.00036161, 0.00037647, 0.00035582, 0.00040191, 0.00036315, 0.00040046, 0.00038989, 0.00038676, 0.00038961, 0.00040299, 0.00039677, 0.00039812, 0.00044287, 0.00045893, 0.00040953, 0.00042717, 0.00042550, 0.00044311, 0.00045205, 0.00045961, 0.00045227, 0.00044467, 0.00048875, 0.00047200, 0.00044110, 0.00049057, 0.00049371, 0.00049996, 0.00053345, 0.00051112, 0.00054341, 0.00051749, 0.00051275, 0.00049394, 0.00053021, 0.00051952, 0.00049148, 0.00053356, 0.00053299, 0.00053213, 0.00057536, 0.00056043, 0.00054044, 0.00059245, 0.00058518, 0.00054150, 0.00055956, 0.00057357, 0.00059582, 0.00058840, 0.00056035, 0.00054996, 0.00056772, 0.00057204]
NUTNRB | 2014-01-28 |  | A00691 | 264 | CC_di | [65.08990559, 61.05286855, 64.38620189, 69.27509078, 71.68249818, 75.01583152, 79.68249818, 83.46027596, 84.60842411, 92.86768337, 121.12694263, 254.60842411, 690.68249818, 1749.94175744, 3802.90472041, 7035.83064633, 11263.38620189, 15991.27509078, 20862.60842411, 25483.49731300, 29611.86768337, 33035.05286855, 35586.08990559, 37134.68249818, 37706.90472041, 37465.34916485, 36645.12694263, 35579.38620189, 34479.97879448, 33534.27509078, 32870.53435004, 32543.31212781, 32560.34916485, 32973.53435004, 33763.20101670, 34933.90472041, 36519.42323893, 38449.57138707, 40690.94175744, 43185.97879448, 45789.38620189, 48350.97879448, 50731.57138707, 52692.60842411, 54109.23805374, 54815.90472041, 54712.23805374, 53903.01583152, 52442.34916485, 50581.08990559, 48478.31212781, 46404.31212781, 44420.12694263, 42678.27509078, 41222.53435004, 40031.05286855, 39102.79360930, 38451.60842411, 38028.57138707, 37857.90472041, 37912.20101670, 38163.46027596, 38652.97879448, 39355.53435004, 40244.75657226, 41329.97879448, 42594.60842411, 43945.90472041, 45353.23805374, 46720.53435004, 47956.20101670, 48993.79360930, 49632.79360930, 49845.20101670, 49574.94175744, 48757.49731300, 47437.20101670, 45699.05286855, 43614.57138707, 41310.71953522, 38929.83064633, 36537.60842411, 34257.49731300, 32159.60842411, 30222.83064633, 28492.94175744, 26985.27509078, 25671.01583152, 24545.83064633, 23616.90472041, 22846.64546115, 22243.71953522, 21802.20101670, 21494.12694263, 21337.97879448, 21323.31212781, 21427.49731300, 21664.49731300, 22029.12694263, 22499.64546115, 23085.42323893, 23742.71953522, 24496.34916485, 25314.86768337, 26166.27509078, 27016.42323893, 27857.46027596, 28623.60842411, 29273.20101670, 29794.01583152, 30121.23805374, 30250.01583152, 30179.53435004, 29899.71953522, 29435.31212781, 28836.12694263, 28093.75657226, 27280.68249818, 26452.23805374, 25601.75657226, 24787.94175744, 24026.75657226, 23323.31212781, 22705.64546115, 22157.16397967, 21688.05286855, 21301.49731300, 20983.31212781, 20711.68249818, 20519.97879448, 20375.68249818, 20287.12694263, 20247.01583152, 20246.79360930, 20287.31212781, 20383.08990559, 20510.57138707, 20669.23805374, 20873.49731300, 21110.68249818, 21364.57138707, 21667.20101670, 21993.94175744, 22363.38620189, 22751.57138707, 23155.16397967, 23579.57138707, 24031.42323893, 24458.57138707, 24896.53435004, 25324.01583152, 25726.49731300, 26088.90472041, 26421.97879448, 26678.57138707, 26893.23805374, 27030.16397967, 27085.71953522, 27070.08990559, 26978.08990559, 26792.31212781, 26534.64546115, 26179.08990559, 25731.01583152, 25214.97879448, 24622.16397967, 23944.16397967, 23235.42323893, 22455.75657226, 21648.90472041, 20863.57138707, 20092.16397967, 19352.97879448, 18646.86768337, 17970.71953522, 17342.08990559, 16764.34916485, 16220.83064633, 15704.97879448, 15236.79360930, 14782.20101670, 14348.16397967, 13932.20101670, 13536.75657226, 13144.79360930, 12782.08990559, 12427.97879448, 12087.46027596, 11755.27509078, 11452.08990559, 11174.34916485, 10928.49731300, 10693.79360930, 10482.53435004, 10289.05286855, 10103.31212781, 9937.08990559, 9790.46027596, 9665.79360930, 9553.53435004, 9453.83064633, 9366.79360930, 9291.90472041, 9230.12694263, 9173.94175744, 9135.97879448, 9099.16397967, 9066.34916485, 9053.27509078, 9038.23805374, 9030.90472041, 9038.68249818, 9041.57138707, 9053.71953522, 9076.01583152, 9098.42323893, 9129.83064633, 9170.01583152, 9195.94175744, 9192.23805374, 9156.64546115, 9103.68249818, 9038.90472041, 8983.38620189, 8922.49731300, 8867.90472041, 8815.42323893, 8739.64546115, 8676.71953522, 8596.68249818, 8519.16397967, 8447.68249818, 8380.20101670, 8275.42323893, 8119.79360930, 7925.34916485, 7734.75657226, 7559.94175744, 7382.20101670, 7203.31212781, 7040.08990559, 6886.23805374, 6742.64546115, 6621.71953522, 6483.75657226, 6352.64546115, 6222.16397967, 6112.86768337, 6024.64546115, 5911.01583152, 5688.75657226, 5338.16397967, 4862.71953522, 4332.23805374, 3796.05286855, 3796.05286855]
NUTNRB | 2016-01-01 |  | A00691 | 264 | CC_lower_wavelength_limit_for_spectra_fit | 217 | Constant | From CE09OSSM-00003
NUTNRB | 2014-01-28 |  | A00691 | 264 | CC_upper_wavelength_limit_for_spectra_fit | 240 | Constant
NUTNRB | 2014-01-28 |  | A00691 | 264 | CC_cal_temp | 20.02
NUTNRB | 2014-01-28 |  | A00691 | 264 | CC_wl | [190.60, 191.39, 192.19, 192.98, 193.78, 194.58, 195.37, 196.17, 196.97, 197.77, 198.56, 199.36, 200.16, 200.96, 201.76, 202.56, 203.36, 204.16, 204.96, 205.76, 206.56, 207.36, 208.16, 208.96, 209.76, 210.56, 211.36, 212.17, 212.97, 213.77, 214.57, 215.38, 216.18, 216.98, 217.79, 218.59, 219.39, 220.20, 221.00, 221.81, 222.61, 223.42, 224.22, 225.03, 225.83, 226.64, 227.45, 228.25, 229.06, 229.87, 230.67, 231.48, 232.29, 233.10, 233.90, 234.71, 235.52, 236.33, 237.14, 237.94, 238.75, 239.56, 240.37, 241.18, 241.99, 242.80, 243.61, 244.42, 245.23, 246.04, 246.85, 247.66, 248.47, 249.28, 250.09, 250.91, 251.72, 252.53, 253.34, 254.15, 254.96, 255.78, 256.59, 257.40, 258.21, 259.02, 259.84, 260.65, 261.46, 262.28, 263.09, 263.90, 264.72, 265.53, 266.34, 267.16, 267.97, 268.78, 269.60, 270.41, 271.23, 272.04, 272.86, 273.67, 274.48, 275.30, 276.11, 276.93, 277.74, 278.56, 279.37, 280.19, 281.00, 281.82, 282.63, 283.45, 284.27, 285.08, 285.90, 286.71, 287.53, 288.34, 289.16, 289.98, 290.79, 291.61, 292.42, 293.24, 294.06, 294.87, 295.69, 296.51, 297.32, 298.14, 298.95, 299.77, 300.59, 301.40, 302.22, 303.04, 303.85, 304.67, 305.49, 306.30, 307.12, 307.94, 308.75, 309.57, 310.39, 311.20, 312.02, 312.84, 313.65, 314.47, 315.29, 316.10, 316.92, 317.74, 318.55, 319.37, 320.19, 321.00, 321.82, 322.64, 323.45, 324.27, 325.09, 325.90, 326.72, 327.54, 328.35, 329.17, 329.98, 330.80, 331.62, 332.43, 333.25, 334.07, 334.88, 335.70, 336.51, 337.33, 338.15, 338.96, 339.78, 340.59, 341.41, 342.22, 343.04, 343.85, 344.67, 345.48, 346.30, 347.11, 347.93, 348.74, 349.56, 350.37, 351.19, 352.00, 352.82, 353.63, 354.45, 355.26, 356.07, 356.89, 357.70, 358.52, 359.33, 360.14, 360.96, 361.77, 362.58, 363.40, 364.21, 365.02, 365.84, 366.65, 367.46, 368.27, 369.08, 369.90, 370.71, 371.52, 372.33, 373.14, 373.96, 374.77, 375.58, 376.39, 377.20, 378.01, 378.82, 379.63, 380.44, 381.25, 382.06, 382.87, 383.68, 384.49, 385.30, 386.11, 386.92, 387.73, 388.53, 389.34, 390.15, 390.96, 391.77, 392.58, 393.38, 394.19, 395.00, 395.80, 396.61, 397.42]
NUTNRB | 2014-01-28 |  | A00691 | 264 | CC_eno3 | [0.00999260, 0.00135263, 0.00397272, 0.00313867, 0.00328332, 0.00190094, 0.00353771, 0.00000860, 0.00139365, 0.00093354, -0.00388530, 0.00401466, 0.00374179, 0.00072156, 0.00302067, 0.00280890, -0.00176791, 0.00287647, 0.00211968, 0.00114802, 0.00292118, 0.00361595, 0.00480891, 0.00577042, 0.00615165, 0.00647891, 0.00650768, 0.00624718, 0.00603999, 0.00574026, 0.00544855, 0.00514333, 0.00481600, 0.00448005, 0.00413582, 0.00381783, 0.00348059, 0.00317688, 0.00286840, 0.00257785, 0.00231530, 0.00206245, 0.00182804, 0.00162331, 0.00141973, 0.00124331, 0.00108477, 0.00093762, 0.00080144, 0.00069170, 0.00057791, 0.00048649, 0.00040672, 0.00033835, 0.00027302, 0.00022900, 0.00017710, 0.00014606, 0.00011197, 0.00008397, 0.00006614, 0.00004817, 0.00002879, 0.00001918, 0.00000969, 0.00000071, 0.00000455, -0.00000380, -0.00000424, -0.00000881, -0.00001369, -0.00001468, -0.00000987, -0.00001404, -0.00001461, -0.00000758, -0.00000766, -0.00000993, -0.00000264, -0.00000689, 0.00000248, 0.00000433, -0.00000095, 0.00000811, 0.00001888, 0.00000752, 0.00001516, 0.00001359, 0.00000853, 0.00001572, 0.00001552, 0.00002514, 0.00003408, 0.00002268, 0.00004292, 0.00004551, 0.00004082, 0.00005073, 0.00004789, 0.00005421, 0.00005988, 0.00004731, 0.00005766, 0.00006268, 0.00006599, 0.00005388, 0.00006821, 0.00007452, 0.00008000, 0.00008890, 0.00008357, 0.00009227, 0.00010242, 0.00009552, 0.00010296, 0.00010083, 0.00010541, 0.00011978, 0.00011685, 0.00011468, 0.00011671, 0.00013002, 0.00013261, 0.00013506, 0.00013553, 0.00013018, 0.00014305, 0.00014309, 0.00014447, 0.00015962, 0.00015189, 0.00016259, 0.00017524, 0.00016218, 0.00017471, 0.00017161, 0.00016953, 0.00017981, 0.00017378, 0.00017709, 0.00019137, 0.00018314, 0.00019286, 0.00020369, 0.00019672, 0.00020333, 0.00020500, 0.00021480, 0.00020556, 0.00022012, 0.00021697, 0.00022042, 0.00022699, 0.00022347, 0.00023589, 0.00023939, 0.00023926, 0.00024148, 0.00023923, 0.00023706, 0.00025360, 0.00024537, 0.00024792, 0.00025730, 0.00025966, 0.00025753, 0.00026843, 0.00026926, 0.00026778, 0.00027920, 0.00027701, 0.00028101, 0.00027399, 0.00028585, 0.00028814, 0.00028735, 0.00028624, 0.00029614, 0.00029148, 0.00029501, 0.00031645, 0.00031273, 0.00031147, 0.00031819, 0.00032357, 0.00031231, 0.00034033, 0.00032597, 0.00033397, 0.00035546, 0.00033874, 0.00035257, 0.00033933, 0.00032632, 0.00034426, 0.00035669, 0.00032959, 0.00037193, 0.00037970, 0.00035562, 0.00037172, 0.00035878, 0.00035646, 0.00037710, 0.00037033, 0.00039560, 0.00040098, 0.00039860, 0.00038378, 0.00040922, 0.00039215, 0.00040741, 0.00041938, 0.00040006, 0.00040415, 0.00041156, 0.00040566, 0.00042293, 0.00042916, 0.00043217, 0.00042760, 0.00043745, 0.00042615, 0.00044617, 0.00042113, 0.00040824, 0.00043413, 0.00044992, 0.00041945, 0.00047747, 0.00044427, 0.00045809, 0.00046487, 0.00045239, 0.00047294, 0.00049191, 0.00043611, 0.00046272, 0.00047277, 0.00045798, 0.00046809, 0.00048144, 0.00048774, 0.00050627, 0.00050217, 0.00046779, 0.00049316, 0.00048817, 0.00048292, 0.00051977, 0.00052736, 0.00051006, 0.00050818, 0.00044038, 0.00055860, 0.00056162]
NUTNRB | 2014-01-28 |  | A00691 | 264 | CC_eswa | [0.00756626, 0.00829101, 0.00982514, 0.00556326, 0.00847768, 0.01181275, 0.00586483, 0.00773018, 0.01034756, 0.00806525, 0.01613287, 0.01863821, 0.03493106, 0.04687620, 0.05314704, 0.05834470, 0.06566191, 0.06429106, 0.06594971, 0.06690182, 0.06497311, 0.06193361, 0.05660106, 0.05000372, 0.04335316, 0.03676631, 0.03077667, 0.02544369, 0.02075717, 0.01679991, 0.01346535, 0.01070013, 0.00844020, 0.00662887, 0.00517652, 0.00401853, 0.00311210, 0.00240776, 0.00185587, 0.00144732, 0.00112060, 0.00087652, 0.00068911, 0.00053816, 0.00043048, 0.00034739, 0.00027936, 0.00023047, 0.00019508, 0.00016034, 0.00014000, 0.00012120, 0.00009862, 0.00008823, 0.00007607, 0.00006456, 0.00005945, 0.00004299, 0.00003474, 0.00003567, 0.00002113, 0.00001576, 0.00001202, 0.00000452, 0.00000374, 0.00000549, 0.00000137, -0.00000198, -0.00000175, -0.00000259, -0.00000396, -0.00000428, -0.00001022, -0.00000345, -0.00000252, -0.00000576, -0.00000160, -0.00000070, -0.00000618, -0.00000353, -0.00000631, -0.00000123, 0.00000669, 0.00000315, -0.00000118, 0.00001178, 0.00000846, 0.00001508, 0.00002596, 0.00002172, 0.00002700, 0.00002631, 0.00002054, 0.00003362, 0.00001480, 0.00000598, 0.00001944, 0.00002423, 0.00003411, 0.00003558, 0.00003437, 0.00004919, 0.00005057, 0.00004271, 0.00004816, 0.00005317, 0.00004793, 0.00004794, 0.00005628, 0.00005482, 0.00006152, 0.00005484, 0.00005339, 0.00006073, 0.00006703, 0.00006501, 0.00007283, 0.00006184, 0.00007091, 0.00007563, 0.00008471, 0.00008122, 0.00008639, 0.00008948, 0.00010203, 0.00011986, 0.00011031, 0.00011833, 0.00012183, 0.00011771, 0.00012798, 0.00013010, 0.00011169, 0.00013886, 0.00013676, 0.00013763, 0.00014604, 0.00014229, 0.00016541, 0.00016117, 0.00016373, 0.00016965, 0.00016796, 0.00017065, 0.00017448, 0.00017833, 0.00019120, 0.00018406, 0.00020303, 0.00018809, 0.00020571, 0.00021230, 0.00020651, 0.00021900, 0.00021710, 0.00021614, 0.00022758, 0.00022714, 0.00023411, 0.00023982, 0.00023625, 0.00024588, 0.00025705, 0.00025600, 0.00026457, 0.00027387, 0.00026863, 0.00027091, 0.00028312, 0.00027075, 0.00029111, 0.00029096, 0.00029591, 0.00028510, 0.00029223, 0.00029273, 0.00031422, 0.00032302, 0.00033733, 0.00033910, 0.00033186, 0.00033629, 0.00035259, 0.00033988, 0.00033699, 0.00036410, 0.00034321, 0.00035009, 0.00036221, 0.00035413, 0.00037816, 0.00037936, 0.00037166, 0.00040160, 0.00040397, 0.00040970, 0.00042382, 0.00037924, 0.00040277, 0.00041195, 0.00041882, 0.00043698, 0.00042250, 0.00040898, 0.00044906, 0.00042780, 0.00042823, 0.00044162, 0.00045890, 0.00044508, 0.00048324, 0.00045641, 0.00047242, 0.00048587, 0.00047984, 0.00048418, 0.00051165, 0.00047500, 0.00048958, 0.00048755, 0.00050590, 0.00050259, 0.00050817, 0.00050465, 0.00052728, 0.00054353, 0.00052942, 0.00052974, 0.00054077, 0.00051521, 0.00057005, 0.00056072, 0.00053028, 0.00058928, 0.00054244, 0.00055799, 0.00060884, 0.00057382, 0.00058753, 0.00063572, 0.00058980, 0.00062122, 0.00063125, 0.00061854, 0.00061234, 0.00064425, 0.00060244, 0.00062938, 0.00059712, 0.00060681, 0.00062451, 0.00063687, 0.00061709, 0.00073906, 0.00058168, 0.00058601]
NUTNRB | 2014-01-28 |  | A00691 | 264 | CC_di | [66.23732752, 65.53362382, 70.68177197, 75.82992012, 80.20029049, 84.05214234, 88.90399419, 89.82992012, 94.31140160, 128.64473493, 258.45954975, 679.64473493, 1686.42251271, 3603.27436456, 6582.27436456, 10440.60769789, 14806.64473493, 19314.08917938, 23862.23732752, 28202.12621641, 32128.71880901, 35432.86695715, 37912.86695715, 39395.94103123, 39926.45954975, 39634.42251271, 38762.60769789, 37656.20029049, 36520.64473493, 35562.82992012, 34914.94103123, 34623.82992012, 34708.60769789, 35214.42251271, 36140.31140160, 37477.31140160, 39272.20029049, 41451.27436456, 43984.82992012, 46811.79288308, 49763.05214234, 52704.94103123, 55458.94103123, 57764.68177197, 59476.90399419, 60426.42251271, 60476.20029049, 59734.23732752, 58272.20029049, 56337.68177197, 54124.38547567, 51918.01510530, 49783.68177197, 47912.31140160, 46346.82992012, 45059.12621641, 44058.94103123, 43359.34843863, 42916.01510530, 42749.08917938, 42831.82992012, 43141.86695715, 43720.45954975, 44533.12621641, 45563.82992012, 46821.31140160, 48274.12621641, 49825.23732752, 51449.60769789, 53029.94103123, 54452.97806826, 55666.38547567, 56430.75584604, 56698.71880901, 56423.49658678, 55527.49658678, 54057.79288308, 52103.34843863, 49751.79288308, 47132.86695715, 44429.16325345, 41701.53362382, 39106.34843863, 36707.86695715, 34506.05214234, 32528.90399419, 30808.90399419, 29300.64473493, 28018.42251271, 26957.94103123, 26079.27436456, 25387.71880901, 24886.16325345, 24539.60769789, 24365.12621641, 24352.42251271, 24479.08917938, 24753.45954975, 25175.42251271, 25721.20029049, 26402.94103123, 27168.45954975, 28046.01510530, 28999.64473493, 29994.38547567, 30985.79288308, 31966.82992012, 32863.60769789, 33629.05214234, 34241.68177197, 34629.82992012, 34794.94103123, 34732.94103123, 34422.90399419, 33901.64473493, 33221.60769789, 32379.60769789, 31455.05214234, 30503.57066086, 29531.68177197, 28595.71880901, 27730.82992012, 26920.79288308, 26214.71880901, 25588.20029049, 25049.42251271, 24607.42251271, 24240.05214234, 23929.60769789, 23707.01510530, 23539.57066086, 23434.53362382, 23381.31140160, 23380.23732752, 23424.60769789, 23532.45954975, 23669.79288308, 23851.97806826, 24080.86695715, 24345.60769789, 24634.45954975, 24977.71880901, 25347.42251271, 25761.60769789, 26202.08917938, 26666.23732752, 27148.12621641, 27657.12621641, 28142.34843863, 28649.86695715, 29136.16325345, 29596.16325345, 30009.01510530, 30390.60769789, 30682.75584604, 30924.23732752, 31083.97806826, 31145.97806826, 31134.08917938, 31022.45954975, 30810.16325345, 30512.97806826, 30106.86695715, 29590.68177197, 28994.90399419, 28307.75584604, 27537.97806826, 26720.90399419, 25829.20029049, 24904.12621641, 23998.79288308, 23120.42251271, 22262.16325345, 21449.38547567, 20673.68177197, 19947.71880901, 19281.34843863, 18654.08917938, 18071.75584604, 17528.27436456, 17007.82992012, 16508.34843863, 16032.05214234, 15573.75584604, 15127.79288308, 14713.60769789, 14303.75584604, 13908.27436456, 13532.53362382, 13186.42251271, 12862.71880901, 12580.12621641, 12307.16325345, 12063.94103123, 11837.75584604, 11617.79288308, 11433.34843863, 11261.71880901, 11120.34843863, 10990.45954975, 10879.08917938, 10774.23732752, 10688.75584604, 10615.16325345, 10553.34843863, 10508.79288308, 10463.79288308, 10432.82992012, 10416.53362382, 10397.45954975, 10390.57066086, 10401.05214234, 10404.38547567, 10421.23732752, 10449.38547567, 10479.27436456, 10522.05214234, 10568.60769789, 10600.20029049, 10606.42251271, 10567.75584604, 10507.20029049, 10438.34843863, 10368.42251271, 10300.34843863, 10241.71880901, 10177.49658678, 10102.64473493, 10027.75584604, 9944.42251271, 9857.08917938, 9782.68177197, 9703.27436456, 9591.75584604, 9417.86695715, 9191.12621641, 8968.27436456, 8764.08917938, 8561.27436456, 8357.71880901, 8166.42251271, 7990.34843863, 7827.31140160, 7682.57066086, 7532.08917938, 7376.53362382, 7220.79288308, 7094.64473493, 7001.38547567, 6876.94103123, 6629.16325345, 6223.79288308, 5664.31140160, 5043.05214234, 4421.79288308, 4421.79288308]
NUTNRB | 2014-01-28 |  | A00692 | 265 | CC_lower_wavelength_limit_for_spectra_fit | 217 | Constant | From CE06ISSM-00002
NUTNRB | 2014-01-28 |  | A00692 | 265 | CC_upper_wavelength_limit_for_spectra_fit | 240 | Constant
NUTNRB | 2014-01-28 |  | A00692 | 265 | CC_cal_temp | 20.87
NUTNRB | 2014-01-28 |  | A00692 | 265 | CC_wl | [190.6, 191.39, 192.19, 192.98, 193.78, 194.58, 195.37, 196.17, 196.97, 197.77, 198.56, 199.36, 200.16, 200.96, 201.76, 202.56, 203.36, 204.16, 204.96, 205.76, 206.56, 207.36, 208.16, 208.96, 209.76, 210.56, 211.36, 212.17, 212.97, 213.77, 214.57, 215.38, 216.18, 216.98, 217.79, 218.59, 219.39, 220.2, 221.0, 221.81, 222.61, 223.42, 224.22, 225.03, 225.83, 226.64, 227.45, 228.25, 229.06, 229.87, 230.67, 231.48, 232.29, 233.1, 233.9, 234.71, 235.52, 236.33, 237.14, 237.94, 238.75, 239.56, 240.37, 241.18, 241.99, 242.8, 243.61, 244.42, 245.23, 246.04, 246.85, 247.66, 248.47, 249.28, 250.09, 250.91, 251.72, 252.53, 253.34, 254.15, 254.96, 255.78, 256.59, 257.4, 258.21, 259.02, 259.84, 260.65, 261.46, 262.28, 263.09, 263.9, 264.72, 265.53, 266.34, 267.16, 267.97, 268.78, 269.6, 270.41, 271.23, 272.04, 272.86, 273.67, 274.48, 275.3, 276.11, 276.93, 277.74, 278.56, 279.37, 280.19, 281.0, 281.82, 282.63, 283.45, 284.27, 285.08, 285.9, 286.71, 287.53, 288.34, 289.16, 289.98, 290.79, 291.61, 292.42, 293.24, 294.06, 294.87, 295.69, 296.51, 297.32, 298.14, 298.95, 299.77, 300.59, 301.4, 302.22, 303.04, 303.85, 304.67, 305.49, 306.3, 307.12, 307.94, 308.75, 309.57, 310.39, 311.2, 312.02, 312.84, 313.65, 314.47, 315.29, 316.1, 316.92, 317.74, 318.55, 319.37, 320.19, 321.0, 321.82, 322.64, 323.45, 324.27, 325.09, 325.9, 326.72, 327.54, 328.35, 329.17, 329.98, 330.8, 331.62, 332.43, 333.25, 334.07, 334.88, 335.7, 336.51, 337.33, 338.15, 338.96, 339.78, 340.59, 341.41, 342.22, 343.04, 343.85, 344.67, 345.48, 346.3, 347.11, 347.93, 348.74, 349.56, 350.37, 351.19, 352.0, 352.82, 353.63, 354.45, 355.26, 356.07, 356.89, 357.7, 358.52, 359.33, 360.14, 360.96, 361.77, 362.58, 363.4, 364.21, 365.02, 365.84, 366.65, 367.46, 368.27, 369.08, 369.9, 370.71, 371.52, 372.33, 373.14, 373.96, 374.77, 375.58, 376.39, 377.2, 378.01, 378.82, 379.63, 380.44, 381.25, 382.06, 382.87, 383.68, 384.49, 385.3, 386.11, 386.92, 387.73, 388.53, 389.34, 390.15, 390.96, 391.77, 392.58, 393.38, 394.19, 395.0, 395.8, 396.61, 397.42]
NUTNRB | 2014-01-28 |  | A00692 | 265 | CC_eno3 | [-0.00191356, -0.00769354, -0.00374842, -0.00616631, -0.01510976, 0.00001035, 0.00126046, -0.00316701, -0.00195447, -0.00162542, -0.00776679, -0.01309588, 0.00070292, 0.00244338, 0.00938246, 0.02479489, 0.01137184, 0.00578886, 0.00173067, 0.00218719, 0.00036132, 0.00015802, 0.0014025, 0.00321731, 0.00528838, 0.00551167, 0.00632322, 0.00646935, 0.00637838, 0.00657112, 0.00624693, 0.00603655, 0.00559311, 0.00535564, 0.00501866, 0.00467669, 0.00431284, 0.00399485, 0.00364489, 0.00332479, 0.00300062, 0.00270885, 0.00241558, 0.00217385, 0.00192085, 0.00170176, 0.00149941, 0.00131069, 0.00113378, 0.00098453, 0.0008367, 0.00070847, 0.00060552, 0.0005161, 0.00042606, 0.0003452, 0.00027773, 0.00023173, 0.00017676, 0.00014018, 0.00009944, 0.00007514, 0.00005509, 0.00004261, 0.0000185, 0.00000883, -0.00000547, -0.00001978, -0.00002218, -0.0000199, -0.00003159, -0.00001884, -0.0000179, -0.00001603, -0.00001623, -0.00001097, -0.00001039, -0.00000236, -0.00000201, -0.0000048, -0.00000625, -0.00000067, 0.00000554, 0.00000692, 0.00001938, 0.00002636, 0.00002214, 0.00003037, 0.00004495, 0.00003462, 0.00004918, 0.00005306, 0.00005657, 0.00006727, 0.00006852, 0.00006481, 0.00007678, 0.0000757, 0.00008698, 0.00008325, 0.00009733, 0.0001019, 0.00010737, 0.00011441, 0.00012508, 0.00013083, 0.00013966, 0.00013738, 0.00015535, 0.00015303, 0.00015568, 0.00015933, 0.00016326, 0.0001793, 0.000178, 0.00018803, 0.00019441, 0.00019139, 0.00020278, 0.00019672, 0.00021339, 0.00021694, 0.00023288, 0.00021923, 0.00024705, 0.00025216, 0.00024477, 0.0002606, 0.00027607, 0.00026357, 0.00028025, 0.00028939, 0.0002952, 0.00029139, 0.00030352, 0.00030866, 0.00031291, 0.00031273, 0.00032166, 0.00032613, 0.00033811, 0.0003429, 0.00034914, 0.00034173, 0.00036609, 0.00036989, 0.00037446, 0.00038111, 0.0003641, 0.00037844, 0.00038174, 0.0004026, 0.00039595, 0.00040193, 0.0004133, 0.00041155, 0.00042462, 0.00042011, 0.00042444, 0.00043094, 0.00043732, 0.00043623, 0.00044928, 0.00043796, 0.00045937, 0.00045831, 0.00046387, 0.00046413, 0.00046829, 0.00047321, 0.00046823, 0.00047753, 0.00047957, 0.00049295, 0.00049706, 0.00050952, 0.00049849, 0.00048644, 0.00051306, 0.00050594, 0.00049426, 0.00050628, 0.00052203, 0.00052612, 0.00055047, 0.00054176, 0.00054433, 0.00055848, 0.00058072, 0.00053645, 0.00055114, 0.00056984, 0.0005327, 0.00055815, 0.00058745, 0.00059341, 0.00059527, 0.00059666, 0.00060939, 0.00061992, 0.00061687, 0.00058322, 0.0005752, 0.00058587, 0.00059767, 0.0006051, 0.00061395, 0.00062056, 0.00062336, 0.00065877, 0.00064956, 0.00062727, 0.00063228, 0.00061433, 0.00064317, 0.00065616, 0.0006714, 0.00065329, 0.00068537, 0.00067951, 0.00070626, 0.00067284, 0.00070532, 0.00067667, 0.00068874, 0.00070633, 0.00071847, 0.00067052, 0.00071018, 0.0007271, 0.00070873, 0.00073533, 0.00075239, 0.00073492, 0.00074794, 0.00077452, 0.00075938, 0.00077622, 0.00078495, 0.00073914, 0.00077607, 0.00077915, 0.00078703, 0.00079836, 0.00078456, 0.00079121, 0.00075487, 0.0008237, 0.00081273, 0.0008293, 0.00084246, 0.00082174, 0.00084681, 0.00086289, 0.0008294, 0.00083438]
NUTNRB | 2014-01-28 |  | A00692 | 265 | CC_eswa | [0.00379981, 0.01029258, -0.00129678, 0.00799587, 0.01972718, 0.00981187, -0.00348583, 0.00526471, 0.01080068, 0.0087738, 0.00835959, 0.02085472, 0.00750601, 0.00858919, 0.01901066, 0.03285871, 0.04396034, 0.04622533, 0.05803164, 0.06105695, 0.06093154, 0.06376261, 0.06258407, 0.05928096, 0.05477078, 0.04973537, 0.0432181, 0.03681988, 0.03098251, 0.02553705, 0.02090093, 0.01691335, 0.0135806, 0.01079245, 0.00852291, 0.00668874, 0.00524241, 0.00407461, 0.00316485, 0.00244469, 0.00191758, 0.00146765, 0.001158, 0.00089664, 0.00069918, 0.00056261, 0.00044888, 0.00036006, 0.00028359, 0.0002353, 0.00019393, 0.00015571, 0.00012859, 0.0001019, 0.00009074, 0.00008241, 0.00007547, 0.00005555, 0.00005331, 0.00004018, 0.00003482, 0.00002679, 0.00002571, 0.00000781, -0.00000294, 0.00000618, 0.00001033, 0.00000565, 0.00000019, -0.00001022, -0.00000417, -0.00000587, -0.00000707, -0.0000144, -0.00001033, -0.00001458, -0.00000973, -0.00001355, -0.0000121, -0.00000588, -0.00000609, 0.00000331, 0.00000865, 0.00001448, 0.00000625, 0.00000737, 0.00002099, 0.00001447, 0.00001514, 0.00002284, 0.00002256, 0.00002652, 0.00001768, 0.00003102, 0.00004356, 0.00003419, 0.00004803, 0.0000399, 0.00003781, 0.00005856, 0.00004455, 0.00003203, 0.00005497, 0.00004775, 0.00004196, 0.00004683, 0.00005366, 0.00005705, 0.00005593, 0.00005577, 0.00007117, 0.00006193, 0.00006377, 0.00006864, 0.00006065, 0.00006958, 0.00006854, 0.0000684, 0.00005753, 0.00009366, 0.00007469, 0.00008582, 0.00006057, 0.00007239, 0.00006302, 0.00006351, 0.00007779, 0.0000738, 0.0000664, 0.00009594, 0.00009394, 0.00010647, 0.00009615, 0.00008339, 0.00010057, 0.00011276, 0.00009311, 0.00011801, 0.00011883, 0.00012305, 0.00010809, 0.0001231, 0.00012624, 0.00014237, 0.00013286, 0.00014519, 0.00014717, 0.00014376, 0.00015166, 0.00015939, 0.00015781, 0.00014801, 0.00015894, 0.00015965, 0.0001664, 0.00017717, 0.00017086, 0.00017813, 0.00017512, 0.00018905, 0.00019736, 0.00020487, 0.00020438, 0.00021202, 0.0002115, 0.00021306, 0.00022125, 0.00022018, 0.00023884, 0.00024011, 0.00024387, 0.00024843, 0.00025365, 0.00025757, 0.000254, 0.0002423, 0.00026173, 0.00026672, 0.00026343, 0.00028752, 0.00029356, 0.00029895, 0.00028393, 0.00029116, 0.00029516, 0.00028975, 0.00030585, 0.00029903, 0.00029681, 0.0003352, 0.00032955, 0.00030689, 0.00036002, 0.00034994, 0.00033208, 0.00032702, 0.00034348, 0.00033204, 0.00033802, 0.00034275, 0.00035084, 0.00035896, 0.00040726, 0.00040275, 0.00039989, 0.00038181, 0.00039585, 0.00037957, 0.00040916, 0.00040299, 0.00040892, 0.00041314, 0.00042419, 0.00042506, 0.00042942, 0.00046105, 0.00043507, 0.00045127, 0.00043897, 0.00042676, 0.0004463, 0.00047542, 0.00044743, 0.0004679, 0.00047841, 0.00047537, 0.00044978, 0.00051743, 0.00051789, 0.00049524, 0.00048628, 0.00051845, 0.00046958, 0.00049666, 0.0005204, 0.00050312, 0.00050524, 0.0005131, 0.00051722, 0.00055622, 0.00054038, 0.00056859, 0.00050556, 0.00054338, 0.00053905, 0.00056496, 0.00055338, 0.00057051, 0.00055335, 0.00057376, 0.00056202, 0.00058951, 0.00054033, 0.00056903, 0.00064883, 0.00065303]
NUTNRB | 2014-01-28 |  | A00692 | 265 | CC_di | [29.11517792, 27.96702977, 29.70777052, 27.30036311, 27.85591866, 30.22628903, 26.30036311, 32.00406681, 33.33740015, 34.00406681, 40.44851126, 36.189252, 48.04110385, 67.8929557, 167.85591866, 413.15221496, 956.74480755, 1912.55962237, 3309.67073348, 5026.15221496, 6917.55962237, 8811.78184459, 10606.48554829, 12164.96702977, 13417.81888163, 14314.00406681, 14862.55962237, 15139.63369644, 15236.48554829, 15264.37443718, 15304.189252, 15444.11517792, 15694.48554829, 16107.26332607, 16677.30036311, 17444.26332607, 18408.96702977, 19593.41147422, 20955.44851126, 22529.55962237, 24214.00406681, 25993.33740015, 27783.96702977, 29460.22628903, 30909.22628903, 32027.30036311, 32714.04110385, 32928.85591866, 32650.30036311, 31954.63369644, 30946.11517792, 29791.26332607, 28559.63369644, 27388.67073348, 26374.8929557, 25489.92999274, 24779.15221496, 24244.55962237, 23864.11517792, 23658.30036311, 23609.81888163, 23687.07814089, 23917.8929557, 24299.96702977, 24804.48554829, 25454.74480755, 26235.5966594, 27124.07814089, 28103.74480755, 29137.00406681, 30145.30036311, 31126.30036311, 31948.33740015, 32570.52258533, 32930.85591866, 32947.37443718, 32604.189252, 31915.04110385, 30921.44851126, 29655.74480755, 28235.92999274, 26710.41147422, 25166.63369644, 23694.07814089, 22300.85591866, 21021.48554829, 19869.33740015, 18851.67073348, 17965.96702977, 17210.8929557, 16570.26332607, 16049.52258533, 15632.78184459, 15319.37443718, 15109.8929557, 15004.04110385, 14978.00406681, 15049.48554829, 15213.37443718, 15462.8929557, 15800.55962237, 16201.63369644, 16681.55962237, 17221.44851126, 17808.48554829, 18430.85591866, 19071.78184459, 19703.48554829, 20291.5966594, 20813.92999274, 21240.00406681, 21546.11517792, 21725.5966594, 21737.63369644, 21618.41147422, 21367.189252, 20994.37443718, 20521.26332607, 20003.85591866, 19438.26332607, 18869.04110385, 18324.5966594, 17799.30036311, 17327.5966594, 16904.33740015, 16531.07814089, 16219.5966594, 15968.26332607, 15761.92999274, 15614.55962237, 15507.8929557, 15446.63369644, 15422.67073348, 15439.96702977, 15491.33740015, 15580.8929557, 15695.70777052, 15839.96702977, 16021.63369644, 16226.11517792, 16450.33740015, 16713.189252, 16996.67073348, 17299.07814089, 17633.96702977, 17984.00406681, 18367.07814089, 18767.41147422, 19164.52258533, 19572.48554829, 19974.41147422, 20373.67073348, 20750.33740015, 21121.81888163, 21435.44851126, 21722.00406681, 21959.63369644, 22128.00406681, 22250.78184459, 22305.52258533, 22278.8929557, 22200.37443718, 22048.11517792, 21817.48554829, 21521.85591866, 21149.48554829, 20702.74480755, 20206.04110385, 19647.15221496, 19041.48554829, 18402.74480755, 17762.85591866, 17114.70777052, 16488.04110385, 15881.5966594, 15313.55962237, 14782.81888163, 14270.41147422, 13800.33740015, 13373.92999274, 12965.22628903, 12576.11517792, 12219.189252, 11862.33740015, 11503.30036311, 11170.15221496, 10847.41147422, 10543.85591866, 10249.37443718, 9963.15221496, 9697.15221496, 9462.44851126, 9239.04110385, 9044.92999274, 8867.81888163, 8703.52258533, 8552.26332607, 8415.85591866, 8291.70777052, 8190.04110385, 8102.8929557, 8025.41147422, 7956.04110385, 7896.74480755, 7846.00406681, 7808.189252, 7775.30036311, 7758.81888163, 7748.8929557, 7733.92999274, 7737.26332607, 7743.37443718, 7744.41147422, 7754.189252, 7771.55962237, 7788.189252, 7812.22628903, 7841.8929557, 7875.189252, 7911.48554829, 7931.26332607, 7916.30036311, 7879.41147422, 7832.37443718, 7770.33740015, 7717.48554829, 7665.30036311, 7609.22628903, 7555.44851126, 7492.07814089, 7424.22628903, 7352.85591866, 7286.33740015, 7228.189252, 7169.41147422, 7063.22628903, 6910.189252, 6741.8929557, 6583.55962237, 6437.07814089, 6295.00406681, 6145.22628903, 6006.48554829, 5889.00406681, 5777.26332607, 5675.41147422, 5560.37443718, 5440.8929557, 5330.00406681, 5256.55962237, 5193.67073348, 5055.74480755, 4788.5966594, 4383.74480755, 3906.52258533, 3906.52258533]
NUTNRB | 2014-06-04 |  | A00880 | 266 | CC_lower_wavelength_limit_for_spectra_fit | 217 | Constant. wllower = Lower wavelength limit for spectra fit. From DPS: 217 nm (1-cm pathlength probe tip) or 220 nm (4-cm pathlength probe tip) | From CP04OSSM-00001
NUTNRB | 2014-06-04 |  | A00880 | 266 | CC_upper_wavelength_limit_for_spectra_fit | 240 | Constant. wlupper = Upper wavelength limit for spectra fit. From DPS: 240 nm (1-cm pathlength probe tip) or 245 nm (4-cm pathlength probe tip)
NUTNRB | 2014-06-04 |  | A00880 | 266 | CC_cal_temp | 19.95 | cal_temp = Calibration water temperature value
NUTNRB | 2014-06-04 |  | A00880 | 266 | CC_wl | [189.8, 190.59, 191.39, 192.19, 192.99, 193.79, 194.59, 195.39, 196.2, 197.0, 197.8, 198.6, 199.4, 200.2, 201.01, 201.81, 202.61, 203.42, 204.22, 205.02, 205.83, 206.63, 207.44, 208.24, 209.04, 209.85, 210.66, 211.46, 212.27, 213.07, 213.88, 214.69, 215.49, 216.3, 217.11, 217.91, 218.72, 219.53, 220.34, 221.15, 221.95, 222.76, 223.57, 224.38, 225.19, 226.0, 226.81, 227.62, 228.43, 229.24, 230.05, 230.86, 231.67, 232.48, 233.29, 234.1, 234.92, 235.73, 236.54, 237.35, 238.16, 238.98, 239.79, 240.6, 241.41, 242.23, 243.04, 243.85, 244.67, 245.48, 246.29, 247.11, 247.92, 248.74, 249.55, 250.36, 251.18, 251.99, 252.81, 253.62, 254.44, 255.25, 256.07, 256.88, 257.7, 258.52, 259.33, 260.15, 260.96, 261.78, 262.6, 263.41, 264.23, 265.04, 265.86, 266.68, 267.49, 268.31, 269.13, 269.95, 270.76, 271.58, 272.4, 273.22, 274.03, 274.85, 275.67, 276.49, 277.3, 278.12, 278.94, 279.76, 280.58, 281.39, 282.21, 283.03, 283.85, 284.67, 285.49, 286.31, 287.12, 287.94, 288.76, 289.58, 290.4, 291.22, 292.04, 292.86, 293.67, 294.49, 295.31, 296.13, 296.95, 297.77, 298.59, 299.41, 300.23, 301.05, 301.87, 302.69, 303.5, 304.32, 305.14, 305.96, 306.78, 307.6, 308.42, 309.24, 310.06, 310.88, 311.7, 312.52, 313.34, 314.16, 314.98, 315.79, 316.61, 317.43, 318.25, 319.07, 319.89, 320.71, 321.53, 322.35, 323.17, 323.99, 324.8, 325.62, 326.44, 327.26, 328.08, 328.9, 329.72, 330.54, 331.35, 332.17, 332.99, 333.81, 334.63, 335.45, 336.27, 337.08, 337.9, 338.72, 339.54, 340.36, 341.17, 341.99, 342.81, 343.63, 344.44, 345.26, 346.08, 346.9, 347.71, 348.53, 349.35, 350.16, 350.98, 351.8, 352.61, 353.43, 354.25, 355.06, 355.88, 356.7, 357.51, 358.33, 359.14, 359.96, 360.77, 361.59, 362.4, 363.22, 364.03, 364.85, 365.66, 366.48, 367.29, 368.11, 368.92, 369.74, 370.55, 371.36, 372.18, 372.99, 373.8, 374.62, 375.43, 376.24, 377.06, 377.87, 378.68, 379.49, 380.3, 381.12, 381.93, 382.74, 383.55, 384.36, 385.17, 385.98, 386.79, 387.6, 388.42, 389.23, 390.04, 390.84, 391.65, 392.46, 393.27, 394.08, 394.89, 395.7, 396.51, 397.32] | wl = (1 x 256) array of wavelength bins
NUTNRB | 2014-06-04 |  | A00880 | 266 | CC_eno3 | [-0.00840818, -0.00475177, 0.00120746, 0.02663655, 0.01236415, 0.02410661, 0.01575308, 0.02079747, -0.00397989, 0.00616749, 0.00304727, -0.01779119, -0.00198736, 0.00019464, 0.01474435, -0.00521127, -0.00259491, 0.00294349, 0.00480889, -0.00399242, -0.00349553, 0.00203453, 0.00141648, 0.00363855, 0.00659064, 0.0072337, 0.00663058, 0.00652514, 0.00628813, 0.00603073, 0.00570926, 0.00542723, 0.00514272, 0.0048459, 0.00452013, 0.00420742, 0.0038787, 0.00356148, 0.00326636, 0.00297321, 0.0026786, 0.0023997, 0.00214417, 0.00189957, 0.00169072, 0.00148049, 0.00129606, 0.00112205, 0.0009661, 0.00083216, 0.0007184, 0.00059994, 0.00050181, 0.00042063, 0.00035681, 0.00029181, 0.00023521, 0.00019783, 0.00016165, 0.00012605, 0.0000914, 0.00007335, 0.00005783, 0.00003149, 0.00001899, 0.00001019, 0.00000583, 0.00000074, -0.00000841, -0.00001396, -0.00001053, -0.00001473, -0.00000554, -0.00000862, -0.00000616, -0.00000878, -0.00000745, -0.00000812, -0.00002077, -0.00000454, -0.00000892, -0.00001005, 0.00000156, 0.00002164, 0.00001298, 0.00000458, 0.00002858, 0.00002011, 0.00000963, 0.00001731, 0.00003331, 0.00002175, 0.00001026, 0.00001747, 0.00002742, 0.0000397, 0.00003918, 0.00004908, 0.00004699, 0.00003653, 0.00005086, 0.0000582, 0.00004498, 0.0000456, 0.00005831, 0.00006927, 0.00007756, 0.00006578, 0.00008116, 0.00007763, 0.00008306, 0.00006939, 0.00009856, 0.00008421, 0.0000948, 0.00010063, 0.00009839, 0.00009956, 0.00010255, 0.00011694, 0.00013207, 0.00009934, 0.00010311, 0.00013171, 0.00012801, 0.00011683, 0.00012965, 0.00014889, 0.00013878, 0.00013764, 0.00015368, 0.00015699, 0.00016334, 0.00015332, 0.0001619, 0.00016125, 0.000165, 0.00017548, 0.00017604, 0.0001834, 0.0001845, 0.0001745, 0.00019396, 0.00018086, 0.00018314, 0.00019905, 0.00017874, 0.00017956, 0.00020104, 0.00020782, 0.00021916, 0.00021091, 0.00021759, 0.00022454, 0.00022938, 0.00022605, 0.00023744, 0.00023123, 0.00022947, 0.00022825, 0.00024839, 0.00023448, 0.00024133, 0.0002412, 0.00023025, 0.00023363, 0.00025793, 0.00024821, 0.00026217, 0.00028028, 0.00027065, 0.00027419, 0.00027879, 0.00026228, 0.0002783, 0.00027292, 0.00026459, 0.00028079, 0.00027754, 0.00027694, 0.00027346, 0.00027973, 0.00032186, 0.0002969, 0.00030629, 0.00032453, 0.00034292, 0.00033798, 0.00033003, 0.00032938, 0.00031942, 0.00030782, 0.00033265, 0.00033624, 0.00032895, 0.00030923, 0.00034066, 0.00037063, 0.00035077, 0.00035437, 0.00037056, 0.00037106, 0.00035558, 0.00036564, 0.0003743, 0.00039316, 0.0003621, 0.00038624, 0.00035941, 0.00040336, 0.00037762, 0.00037619, 0.0003746, 0.0004032, 0.00040975, 0.00038442, 0.00039243, 0.0004195, 0.00042631, 0.00039158, 0.00041824, 0.00039947, 0.00045205, 0.00045269, 0.00042439, 0.0004603, 0.0004574, 0.0004621, 0.00042423, 0.0004367, 0.00043177, 0.0004204, 0.00042381, 0.00050448, 0.00043707, 0.00045055, 0.00049751, 0.00052617, 0.00049663, 0.00048012, 0.00055562, 0.00059, 0.00052096, 0.00057719, 0.000574, 0.00056364, 0.00049529, 0.00047565, 0.00054855, 0.00053695, 0.00053839, 0.00053707, 0.00057485, 0.00057942, 0.00057254, 0.00057583] | eno3 = (1 x 256) array of wavelength-dependent nitrate extinction coefficients
NUTNRB | 2014-06-04 |  | A00880 | 266 | CC_eswa | [0.01234335, 0.01367157, 0.0059536, 0.00581921, -0.00726868, 0.00390437, 0.00197635, 0.01980349, 0.02542102, 0.00468165, 0.00652008, 0.04051954, 0.0270567, 0.0303757, 0.04363698, 0.05863772, 0.06379388, 0.06160262, 0.06896252, 0.06785924, 0.06979969, 0.06488374, 0.06116624, 0.05410854, 0.04676951, 0.03939469, 0.03335178, 0.0276809, 0.02281105, 0.01864631, 0.01517596, 0.01222634, 0.00981224, 0.00784246, 0.0062381, 0.00493713, 0.00389341, 0.00306071, 0.0023735, 0.00183424, 0.00142467, 0.00110623, 0.00085377, 0.00066522, 0.00049924, 0.00039225, 0.00030168, 0.00024344, 0.00019568, 0.00015198, 0.00011808, 0.0001072, 0.00009413, 0.00006798, 0.00005587, 0.0000497, 0.00003802, 0.00003403, 0.00003553, 0.00002841, 0.00001854, 0.00001197, 0.00001152, 0.0000124, 0.00000746, 0.00000184, 0.00000239, -0.00000468, 0.00000176, -0.00000274, -0.00000299, 0.00000178, -0.00001448, -0.00000452, -0.00001472, -0.00000553, -0.00000319, 0.00000858, 0.00000171, 0.00000285, -0.00001323, 0.000011, -0.00000117, 0.00000457, 0.00000485, 0.00001519, -0.00000912, 0.00000825, 0.00002306, 0.00001608, 0.00001952, 0.00003112, 0.0000309, 0.00003785, 0.00003225, 0.00004575, 0.00002654, 0.00003277, 0.00003169, 0.00004616, 0.00003383, 0.00003492, 0.00006116, 0.00005147, 0.00004974, 0.00004913, 0.000059, 0.00007043, 0.00005148, 0.00006646, 0.00008487, 0.0000745, 0.0000453, 0.0000688, 0.00003699, 0.00005072, 0.00007962, 0.000075, 0.00009097, 0.00006665, 0.00007166, 0.00009028, 0.0001045, 0.00008606, 0.00009164, 0.00010101, 0.00009069, 0.00008354, 0.00010635, 0.00009588, 0.0000884, 0.00010393, 0.00008717, 0.00009935, 0.00009206, 0.00009954, 0.00010415, 0.0001086, 0.0001134, 0.00012479, 0.00011439, 0.0001255, 0.00012519, 0.00013199, 0.00013516, 0.00014319, 0.00016016, 0.00014915, 0.00013816, 0.00014932, 0.00015784, 0.00017347, 0.00016983, 0.00016931, 0.00017519, 0.00017455, 0.0001735, 0.0002037, 0.00018738, 0.00018781, 0.00019287, 0.00020757, 0.00018446, 0.00020117, 0.0002201, 0.00022281, 0.0001757, 0.00024808, 0.00023889, 0.00023494, 0.00021723, 0.00024494, 0.00024905, 0.0002247, 0.00023707, 0.00026347, 0.00027205, 0.00027094, 0.00031609, 0.00030034, 0.00027568, 0.00024915, 0.00024322, 0.000235, 0.00026064, 0.00024188, 0.00026413, 0.00027192, 0.00030688, 0.00032408, 0.00034351, 0.00033532, 0.00033117, 0.0003192, 0.00033347, 0.00036869, 0.00036625, 0.00036397, 0.0003287, 0.0003547, 0.00037329, 0.00034516, 0.00033977, 0.00032446, 0.00035662, 0.00034043, 0.00034411, 0.00037262, 0.00038653, 0.00037133, 0.00039589, 0.00042382, 0.00042294, 0.00041755, 0.00040644, 0.00041195, 0.00042252, 0.00039793, 0.00040839, 0.00043496, 0.00039047, 0.00041185, 0.00044915, 0.00043367, 0.00043977, 0.00042742, 0.00049651, 0.00044762, 0.00048271, 0.00042745, 0.0004751, 0.00044397, 0.00041571, 0.00046979, 0.00052793, 0.00057298, 0.00053157, 0.00050864, 0.00051018, 0.00048107, 0.00047436, 0.00044891, 0.00037857, 0.00041141, 0.0004454, 0.00048351, 0.00054117, 0.0006144, 0.00058515, 0.00057388, 0.00060408, 0.00055728, 0.00054397, 0.00053163, 0.00058835, 0.00059197] | eswa = (1 x 256) array of seawater extinction coefficients
NUTNRB | 2014-06-04 |  | A00880 | 266 | CC_di | [24.39651416, 19.10021786, 22.1372549, 21.4335512, 17.4335512, 19.98910675, 25.72984749, 26.1372549, 26.32244009, 23.76688453, 30.58169935, 32.58169935, 46.06318083, 112.1372549, 289.35947712, 698.98910675, 1448.17429194, 2524.50762527, 3772.76688453, 4975.24836601, 6038.76688453, 6978.10021786, 7832.28540305, 8675.1372549, 9570.84095861, 10559.61873638, 11680.06318083, 12942.47058824, 14362.28540305, 15935.76688453, 17625.58169935, 19375.4335512, 21109.58169935, 22717.65577342, 24071.32244009, 25106.58169935, 25690.21132898, 25817.39651416, 25526.10021786, 24862.84095861, 23957.54466231, 22950.95206972, 21962.17429194, 21066.50762527, 20347.80392157, 19779.21132898, 19430.4335512, 19284.28540305, 19340.21132898, 19592.50762527, 20036.28540305, 20660.76688453, 21452.06318083, 22409.87799564, 23500.06318083, 24713.28540305, 25990.35947712, 27319.17429194, 28635.21132898, 29876.47058824, 30959.32244009, 31832.65577342, 32435.87799564, 32678.50762527, 32588.47058824, 32106.10021786, 31286.32244009, 30216.84095861, 28913.50762527, 27516.10021786, 26077.35947712, 24666.10021786, 23328.72984749, 22100.17429194, 20990.61873638, 20001.06318083, 19135.69281046, 18390.4335512, 17762.80392157, 17259.87799564, 16847.28540305, 16531.91503268, 16325.17429194, 16195.28540305, 16160.17429194, 16207.80392157, 16321.35947712, 16523.50762527, 16787.50762527, 17104.02614379, 17466.87799564, 17873.02614379, 18289.54466231, 18693.61873638, 19070.91503268, 19381.17429194, 19617.47058824, 19735.21132898, 19721.10021786, 19564.06318083, 19258.06318083, 18816.47058824, 18272.95206972, 17634.17429194, 16930.35947712, 16216.91503268, 15480.72984749, 14785.28540305, 14135.80392157, 13531.65577342, 12989.21132898, 12516.98910675, 12095.69281046, 11734.50762527, 11433.80392157, 11191.47058824, 11001.35947712, 10863.02614379, 10773.06318083, 10741.35947712, 10744.02614379, 10797.84095861, 10906.4335512, 11057.65577342, 11245.10021786, 11476.47058824, 11746.84095861, 12047.50762527, 12385.50762527, 12736.76688453, 13117.32244009, 13517.47058824, 13922.76688453, 14329.17429194, 14747.02614379, 15139.21132898, 15512.35947712, 15862.72984749, 16175.91503268, 16425.28540305, 16631.47058824, 16768.1372549, 16851.35947712, 16861.35947712, 16800.95206972, 16675.65577342, 16496.95206972, 16254.50762527, 15954.87799564, 15618.02614379, 15241.10021786, 14851.17429194, 14433.95206972, 14001.39651416, 13578.72984749, 13165.24836601, 12745.32244009, 12352.21132898, 11976.80392157, 11615.10021786, 11274.72984749, 10960.02614379, 10661.84095861, 10372.1372549, 10104.24836601, 9830.17429194, 9583.28540305, 9337.21132898, 9096.84095861, 8869.32244009, 8659.10021786, 8470.61873638, 8301.69281046, 8152.39651416, 8023.24836601, 7913.4335512, 7810.84095861, 7735.72984749, 7673.84095861, 7623.35947712, 7573.4335512, 7527.10021786, 7482.65577342, 7440.28540305, 7392.87799564, 7349.32244009, 7299.76688453, 7250.58169935, 7192.80392157, 7137.58169935, 7092.28540305, 7059.4335512, 7022.91503268, 6995.91503268, 6968.35947712, 6938.61873638, 6904.24836601, 6874.69281046, 6849.91503268, 6815.95206972, 6782.95206972, 6741.21132898, 6689.24836601, 6635.84095861, 6575.84095861, 6503.1372549, 6425.98910675, 6341.58169935, 6242.21132898, 6140.02614379, 6026.65577342, 5911.17429194, 5787.21132898, 5656.80392157, 5518.91503268, 5398.76688453, 5268.87799564, 5140.54466231, 5019.61873638, 4884.76688453, 4729.80392157, 4574.47058824, 4431.39651416, 4291.72984749, 4169.4335512, 4060.54466231, 3960.28540305, 3864.69281046, 3781.21132898, 3698.87799564, 3631.54466231, 3575.61873638, 3525.28540305, 3474.61873638, 3399.39651416, 3317.06318083, 3236.98910675, 3168.24836601, 3115.10021786, 3047.4335512, 3001.21132898, 2949.21132898, 2920.4335512, 2892.10021786, 2861.98910675, 2831.10021786, 2800.35947712, 2779.98910675, 2780.02614379, 2750.80392157, 2663.98910675, 2501.1372549, 2269.87799564, 2019.47058824, 1759.21132898, 1759.21132898] | di = (1 x 256) array of deionized water reference spectrum
NUTNRB | 2016-01-01 |  | A00880 | 266 | CC_lower_wavelength_limit_for_spectra_fit | 217 | Constant | From CP04OSSM-00004
NUTNRB | 2016-01-01 |  | A00880 | 266 | CC_upper_wavelength_limit_for_spectra_fit | 240 | Constant
NUTNRB | 2016-01-01 |  | A00880 | 266 | CC_cal_temp | 19.95
NUTNRB | 2016-01-01 |  | A00880 | 266 | CC_wl | [189.8, 190.59, 191.39, 192.19, 192.99, 193.79, 194.59, 195.39, 196.2, 197, 197.8, 198.6, 199.4, 200.2, 201.01, 201.81, 202.61, 203.42, 204.22, 205.02, 205.83, 206.63, 207.44, 208.24, 209.04, 209.85, 210.66, 211.46, 212.27, 213.07, 213.88, 214.69, 215.49, 216.3, 217.11, 217.91, 218.72, 219.53, 220.34, 221.15, 221.95, 222.76, 223.57, 224.38, 225.19, 226, 226.81, 227.62, 228.43, 229.24, 230.05, 230.86, 231.67, 232.48, 233.29, 234.1, 234.92, 235.73, 236.54, 237.35, 238.16, 238.98, 239.79, 240.6, 241.41, 242.23, 243.04, 243.85, 244.67, 245.48, 246.29, 247.11, 247.92, 248.74, 249.55, 250.36, 251.18, 251.99, 252.81, 253.62, 254.44, 255.25, 256.07, 256.88, 257.7, 258.52, 259.33, 260.15, 260.96, 261.78, 262.6, 263.41, 264.23, 265.04, 265.86, 266.68, 267.49, 268.31, 269.13, 269.95, 270.76, 271.58, 272.4, 273.22, 274.03, 274.85, 275.67, 276.49, 277.3, 278.12, 278.94, 279.76, 280.58, 281.39, 282.21, 283.03, 283.85, 284.67, 285.49, 286.31, 287.12, 287.94, 288.76, 289.58, 290.4, 291.22, 292.04, 292.86, 293.67, 294.49, 295.31, 296.13, 296.95, 297.77, 298.59, 299.41, 300.23, 301.05, 301.87, 302.69, 303.5, 304.32, 305.14, 305.96, 306.78, 307.6, 308.42, 309.24, 310.06, 310.88, 311.7, 312.52, 313.34, 314.16, 314.98, 315.79, 316.61, 317.43, 318.25, 319.07, 319.89, 320.71, 321.53, 322.35, 323.17, 323.99, 324.8, 325.62, 326.44, 327.26, 328.08, 328.9, 329.72, 330.54, 331.35, 332.17, 332.99, 333.81, 334.63, 335.45, 336.27, 337.08, 337.9, 338.72, 339.54, 340.36, 341.17, 341.99, 342.81, 343.63, 344.44, 345.26, 346.08, 346.9, 347.71, 348.53, 349.35, 350.16, 350.98, 351.8, 352.61, 353.43, 354.25, 355.06, 355.88, 356.7, 357.51, 358.33, 359.14, 359.96, 360.77, 361.59, 362.4, 363.22, 364.03, 364.85, 365.66, 366.48, 367.29, 368.11, 368.92, 369.74, 370.55, 371.36, 372.18, 372.99, 373.8, 374.62, 375.43, 376.24, 377.06, 377.87, 378.68, 379.49, 380.3, 381.12, 381.93, 382.74, 383.55, 384.36, 385.17, 385.98, 386.79, 387.6, 388.42, 389.23, 390.04, 390.84, 391.65, 392.46, 393.27, 394.08, 394.89, 395.7, 396.51, 397.32]
NUTNRB | 2016-01-01 |  | A00880 | 266 | CC_eno3 | [0.00257802, 0.00715363, -0.00535905, 0.02036522, -0.000365, -0.00036263, 0.00108954, 0.00463142, 0.02350058, 0.00485379, -0.00385521, 0.00508873, -0.00835437, -0.00332328, -0.00069723, 0.00219759, -0.00140528, -0.00517958, -0.00210829, -0.00243736, -0.00090356, -0.0001588, 0.00356413, 0.00434413, 0.00648019, 0.00632699, 0.00665233, 0.00639528, 0.00629563, 0.00600144, 0.00577408, 0.00545025, 0.00515552, 0.00481621, 0.00451892, 0.00418403, 0.00386538, 0.00355028, 0.00324038, 0.00293469, 0.00264761, 0.00236189, 0.00211226, 0.00185728, 0.00163414, 0.00142309, 0.00123677, 0.00106225, 0.00092287, 0.00078804, 0.00067108, 0.00055988, 0.00046627, 0.00039416, 0.00032074, 0.00025963, 0.00021924, 0.00017443, 0.00013803, 0.00010982, 0.00008282, 0.00006506, 0.00004383, 0.00002952, 0.00002008, 0.00001226, 0.00000362, -0.00000536, -0.00000775, -0.0000142, -0.00001224, -0.00001778, -0.00001229, -0.00001012, -0.00000612, -0.00000573, -0.00000334, -0.00001102, -0.00000379, 0.00000683, -0.00000264, 0.00000183, -0.00000101, 0.00001515, 0.00000048, 0.00001534, 0.00000829, 0.0000135, 0.0000197, 0.00001766, 0.000014, 0.00001975, 0.00001565, 0.00003444, 0.00002744, 0.00002938, 0.00003199, 0.00003164, 0.00003645, 0.00004454, 0.0000416, 0.00004015, 0.00004934, 0.00005119, 0.00003768, 0.000051, 0.00006207, 0.00005536, 0.00004535, 0.00007299, 0.0000862, 0.00008822, 0.00006554, 0.0000928, 0.00007211, 0.00010251, 0.00009136, 0.00010263, 0.00010048, 0.00010793, 0.00010218, 0.00012097, 0.00011153, 0.00010073, 0.00011589, 0.00012879, 0.00012143, 0.00013618, 0.00013058, 0.00015105, 0.00014014, 0.00014517, 0.00015356, 0.00016002, 0.00015695, 0.00017192, 0.00016951, 0.00018004, 0.00017125, 0.00017633, 0.00017291, 0.00017497, 0.00018155, 0.00017288, 0.0001837, 0.00018029, 0.00017899, 0.00017896, 0.00018986, 0.00020599, 0.00018841, 0.00021004, 0.00019488, 0.00020136, 0.00021583, 0.00021344, 0.00021086, 0.00020452, 0.00021659, 0.00021995, 0.0002211, 0.0002153, 0.00021187, 0.00021486, 0.00021213, 0.00021458, 0.00021189, 0.00024243, 0.00025094, 0.00024104, 0.00025397, 0.00028204, 0.00027142, 0.00026382, 0.00027233, 0.00025968, 0.00024206, 0.00025363, 0.00029587, 0.00028346, 0.00026421, 0.00028119, 0.00028883, 0.00030729, 0.00029032, 0.00027808, 0.0002755, 0.00028825, 0.0002899, 0.00030803, 0.00029895, 0.00029761, 0.00028555, 0.00029925, 0.00032222, 0.00030337, 0.00029228, 0.00033968, 0.00033634, 0.00032218, 0.00033814, 0.00036369, 0.00032178, 0.00032556, 0.00030752, 0.000374, 0.00032538, 0.00031439, 0.00032274, 0.00034791, 0.00032281, 0.00033501, 0.00031462, 0.00037795, 0.00033154, 0.00033127, 0.00031757, 0.0003347, 0.00035434, 0.00029675, 0.00035789, 0.00040864, 0.00039689, 0.00040645, 0.000425, 0.00038488, 0.00037225, 0.00037689, 0.00039833, 0.00036611, 0.00036225, 0.00038194, 0.00044255, 0.000377, 0.00042414, 0.00042125, 0.00048826, 0.00042798, 0.00044628, 0.00047372, 0.00046291, 0.00039596, 0.00038456, 0.00040104, 0.00042087, 0.00034558, 0.00043068, 0.00046088, 0.00049274, 0.00041217, 0.00049918, 0.00043864, 0.00043812, 0.00044316, 0.00051172, 0.00051412]
NUTNRB | 2016-01-01 |  | A00880 | 266 | CC_eswa | [0.00307408, 0.00223084, 0.01260347, 0.00572884, 0.00309569, 0.00646631, 0.00998658, 0.00533509, 0.00514433, 0.00528324, 0.00568118, 0.00120605, 0.02975154, 0.03770816, 0.04319729, 0.055899, 0.06084117, 0.06491745, 0.06414023, 0.0675986, 0.06585277, 0.06492811, 0.05911108, 0.05351695, 0.04675411, 0.04022362, 0.03391347, 0.0282932, 0.02325628, 0.01909401, 0.01552847, 0.01258899, 0.01015954, 0.00816129, 0.00651222, 0.00518762, 0.00410856, 0.00324046, 0.00254395, 0.0019977, 0.00155545, 0.00123249, 0.00095212, 0.00076381, 0.0006066, 0.00048399, 0.00039071, 0.00032096, 0.00025152, 0.00021215, 0.00018125, 0.00015394, 0.00013365, 0.00010303, 0.00009023, 0.00007667, 0.000058, 0.00004785, 0.00004304, 0.0000362, 0.00002561, 0.00002353, 0.00002199, 0.00001626, 0.00001124, 0.00000317, 0.0000033, 0.00000317, 0.00000136, 0.00000121, -0.00000275, -0.00000725, -0.00000726, -0.0000102, -0.0000342, -0.00000422, -0.00001219, 0.0000007, -0.00000239, -0.00000398, 0.00001734, 0.00000678, -0.00000285, 0.00000038, 0.00001041, -0.00000052, 0.00001249, 0.00000837, 0.00001255, 0.00000514, 0.00001107, 0.00001854, 0.00002847, 0.00002382, 0.00002931, 0.00002703, 0.00003692, 0.00003731, 0.00003822, 0.00003677, 0.00004054, 0.00003689, 0.00004285, 0.00005952, 0.000058, 0.00005403, 0.00005909, 0.00006313, 0.00006692, 0.00007181, 0.00007812, 0.00007283, 0.00008892, 0.00007836, 0.00010649, 0.00009071, 0.00009278, 0.00009899, 0.00008762, 0.00009768, 0.00009707, 0.00010584, 0.00012756, 0.00013414, 0.00011175, 0.00012777, 0.00012784, 0.00013916, 0.00014006, 0.00013638, 0.00014835, 0.00015669, 0.00014317, 0.00015319, 0.00016638, 0.00016598, 0.00017913, 0.00017485, 0.00017891, 0.00017268, 0.0001807, 0.00018607, 0.00018465, 0.00019889, 0.0002008, 0.0001988, 0.00021327, 0.00023421, 0.00023206, 0.00022446, 0.00022897, 0.0002235, 0.00023654, 0.00024257, 0.00023545, 0.00024652, 0.00025893, 0.00025535, 0.00025622, 0.00026766, 0.0002773, 0.00029284, 0.00027883, 0.00031175, 0.00030914, 0.00031471, 0.00031663, 0.00030103, 0.0002938, 0.00031234, 0.00030649, 0.00031642, 0.00032906, 0.00034033, 0.00033938, 0.00034354, 0.00038791, 0.00038219, 0.00036601, 0.00038233, 0.00039711, 0.00038595, 0.00038492, 0.00037489, 0.00041037, 0.00041522, 0.00042731, 0.00041566, 0.00042652, 0.00041145, 0.00042512, 0.00043897, 0.0004513, 0.00045566, 0.00046772, 0.00044719, 0.00047535, 0.00046211, 0.00046642, 0.00047876, 0.00050245, 0.00049884, 0.00053814, 0.00052972, 0.00051817, 0.00046749, 0.00049582, 0.00048326, 0.00052631, 0.00049768, 0.00054433, 0.00051645, 0.00056862, 0.00052818, 0.00057898, 0.00057876, 0.00063043, 0.00059059, 0.00059194, 0.00060943, 0.00058353, 0.00056048, 0.00059971, 0.00053917, 0.00057666, 0.00064532, 0.00063738, 0.00063109, 0.00062693, 0.00066666, 0.0006865, 0.00061733, 0.00061745, 0.00063617, 0.00065895, 0.00065983, 0.00059631, 0.0006329, 0.00065298, 0.00058084, 0.00065843, 0.00072769, 0.00067457, 0.00067667, 0.00065214, 0.00075814, 0.00074894, 0.00073939, 0.00070965, 0.00081084, 0.00078795, 0.00084872, 0.00072397, 0.00073475, 0.00073481, 0.0007403]
NUTNRB | 2016-01-01 |  | A00880 | 266 | CC_di | [0.00336984, 0.00239882, 0.01329083, 0.00592461, 0.00313966, 0.0064315, 0.00974099, 0.0051034, 0.00482471, 0.0048593, 0.00512441, 0.00106684, 0.02580931, 0.03207993, 0.03603128, 0.04572549, 0.04880709, 0.05105897, 0.04947345, 0.05113408, 0.04883959, 0.0472239, 0.04215249, 0.03742629, 0.03206537, 0.02704723, 0.02235832, 0.0182928, 0.01474224, 0.01187002, 0.00946473, 0.00752308, 0.00595402, 0.00468943, 0.00366873, 0.00286606, 0.00222552, 0.00172097, 0.00132465, 0.00101988, 0.00077876, 0.000605, 0.00045824, 0.00036042, 0.00028064, 0.00021954, 0.00017376, 0.00013995, 0.00010753, 0.00008892, 0.00007449, 0.00006203, 0.0000528, 0.0000399, 0.00003427, 0.00002855, 0.00002117, 0.00001712, 0.0000151, 0.00001245, 0.00000864, 0.00000778, 0.00000713, 0.00000517, 0.0000035, 0.00000097, 0.00000099, 0.00000093, 0.00000039, 0.00000034, -0.00000076, -0.00000197, -0.00000193, -0.00000266, -0.00000874, -0.00000106, -0.00000299, 0.00000017, -0.00000056, -0.00000092, 0.00000393, 0.00000151, -0.00000062, 0.00000008, 0.00000218, -0.00000011, 0.00000251, 0.00000165, 0.00000243, 0.00000097, 0.00000206, 0.00000338, 0.00000509, 0.00000417, 0.00000503, 0.00000455, 0.00000609, 0.00000603, 0.00000606, 0.00000571, 0.00000618, 0.00000551, 0.00000627, 0.00000854, 0.00000816, 0.00000745, 0.00000799, 0.00000836, 0.00000869, 0.00000914, 0.00000975, 0.00000891, 0.00001066, 0.00000921, 0.00001227, 0.00001025, 0.00001027, 0.00001074, 0.00000932, 0.00001019, 0.00000993, 0.00001061, 0.00001253, 0.00001292, 0.00001055, 0.00001182, 0.00001159, 0.00001237, 0.00001221, 0.00001165, 0.00001242, 0.00001286, 0.00001152, 0.00001208, 0.00001286, 0.00001258, 0.00001331, 0.00001273, 0.00001277, 0.00001208, 0.00001239, 0.00001251, 0.00001217, 0.00001285, 0.00001271, 0.00001234, 0.00001297, 0.00001397, 0.00001356, 0.00001286, 0.00001286, 0.0000123, 0.00001276, 0.00001283, 0.00001221, 0.00001253, 0.0000129, 0.00001247, 0.00001227, 0.00001256, 0.00001276, 0.0000132, 0.00001232, 0.00001351, 0.00001313, 0.0000131, 0.00001292, 0.00001204, 0.00001152, 0.000012, 0.00001155, 0.00001168, 0.00001191, 0.00001208, 0.00001181, 0.00001171, 0.00001297, 0.00001252, 0.00001175, 0.00001204, 0.00001225, 0.00001168, 0.00001141, 0.0000109, 0.00001169, 0.0000116, 0.0000117, 0.00001116, 0.00001122, 0.00001061, 0.00001075, 0.00001088, 0.00001096, 0.00001085, 0.00001092, 0.00001023, 0.00001066, 0.00001016, 0.00001006, 0.00001012, 0.00001041, 0.00001013, 0.00001071, 0.00001034, 0.00000991, 0.00000877, 0.00000912, 0.00000871, 0.0000093, 0.00000862, 0.00000924, 0.0000086, 0.00000928, 0.00000845, 0.00000908, 0.0000089, 0.0000095, 0.00000873, 0.00000857, 0.00000865, 0.00000812, 0.00000765, 0.00000802, 0.00000707, 0.00000741, 0.00000814, 0.00000788, 0.00000765, 0.00000745, 0.00000776, 0.00000784, 0.00000691, 0.00000678, 0.00000685, 0.00000695, 0.00000682, 0.00000605, 0.00000629, 0.00000636, 0.00000555, 0.00000617, 0.00000668, 0.00000608, 0.00000597, 0.00000564, 0.00000643, 0.00000623, 0.00000603, 0.00000568, 0.00000636, 0.00000606, 0.0000064, 0.00000535, 0.00000533, 0.00000522, 0.00000516]
NUTNRB | 2014-06-04 |  | A00878 | 267 | CC_lower_wavelength_limit_for_spectra_fit | 217 | Constant | From GS01SUMO-00001
NUTNRB | 2014-06-04 |  | A00878 | 267 | CC_upper_wavelength_limit_for_spectra_fit | 240 | Constant
NUTNRB | 2014-06-04 |  | A00878 | 267 | CC_cal_temp | 20.07
NUTNRB | 2014-06-04 |  | A00878 | 267 | CC_wl | [189.53, 190.33, 191.13, 191.93, 192.72, 193.52, 194.32, 195.12, 195.92, 196.72, 197.52, 198.32, 199.12, 199.92, 200.72, 201.52, 202.32, 203.12, 203.93, 204.73, 205.53, 206.33, 207.13, 207.94, 208.74, 209.54, 210.35, 211.15, 211.96, 212.76, 213.57, 214.37, 215.18, 215.98, 216.79, 217.59, 218.4, 219.2, 220.01, 220.82, 221.62, 222.43, 223.24, 224.05, 224.85, 225.66, 226.47, 227.28, 228.09, 228.89, 229.7, 230.51, 231.32, 232.13, 232.94, 233.75, 234.56, 235.37, 236.18, 236.99, 237.8, 238.61, 239.42, 240.23, 241.05, 241.86, 242.67, 243.48, 244.29, 245.1, 245.92, 246.73, 247.54, 248.35, 249.17, 249.98, 250.79, 251.61, 252.42, 253.23, 254.05, 254.86, 255.67, 256.49, 257.3, 258.12, 258.93, 259.75, 260.56, 261.37, 262.19, 263.0, 263.82, 264.63, 265.45, 266.26, 267.08, 267.9, 268.71, 269.53, 270.34, 271.16, 271.98, 272.79, 273.61, 274.42, 275.24, 276.06, 276.87, 277.69, 278.51, 279.32, 280.14, 280.96, 281.77, 282.59, 283.41, 284.23, 285.04, 285.86, 286.68, 287.49, 288.31, 289.13, 289.95, 290.76, 291.58, 292.4, 293.22, 294.04, 294.85, 295.67, 296.49, 297.31, 298.13, 298.94, 299.76, 300.58, 301.4, 302.22, 303.03, 303.85, 304.67, 305.49, 306.31, 307.12, 307.94, 308.76, 309.58, 310.4, 311.21, 312.03, 312.85, 313.67, 314.49, 315.31, 316.12, 316.94, 317.76, 318.58, 319.4, 320.21, 321.03, 321.85, 322.67, 323.49, 324.3, 325.12, 325.94, 326.76, 327.57, 328.39, 329.21, 330.03, 330.84, 331.66, 332.48, 333.3, 334.11, 334.93, 335.75, 336.57, 337.38, 338.2, 339.02, 339.83, 340.65, 341.47, 342.28, 343.1, 343.92, 344.73, 345.55, 346.37, 347.18, 348.0, 348.82, 349.63, 350.45, 351.26, 352.08, 352.89, 353.71, 354.53, 355.34, 356.16, 356.97, 357.79, 358.6, 359.42, 360.23, 361.04, 361.86, 362.67, 363.49, 364.3, 365.12, 365.93, 366.74, 367.56, 368.37, 369.18, 370.0, 370.81, 371.62, 372.43, 373.25, 374.06, 374.87, 375.68, 376.5, 377.31, 378.12, 378.93, 379.74, 380.55, 381.36, 382.17, 382.98, 383.8, 384.61, 385.42, 386.23, 387.04, 387.84, 388.65, 389.46, 390.27, 391.08, 391.89, 392.7, 393.51, 394.31, 395.12, 395.93, 396.74]
NUTNRB | 2014-06-04 |  | A00878 | 267 | CC_eno3 | [0.01308323, 0.02158521, -0.00239606, 0.00547646, 0.00433159, 0.00062706, -0.00860533, -0.00269444, -0.01178668, -0.00363259, 0.00664331, 0.00247004, 0.00473402, 0.0043611, -0.00618276, -0.00238121, 0.00198135, -0.00345556, -0.00314822, -0.00093302, 0.00214932, 0.00144793, 0.00285641, 0.00398244, 0.00495201, 0.00637681, 0.00654786, 0.00670363, 0.00654943, 0.00626677, 0.00598519, 0.00568428, 0.00536164, 0.00507067, 0.0047357, 0.00441161, 0.00408237, 0.00375612, 0.00343185, 0.003127, 0.00283446, 0.00254207, 0.00226544, 0.00201366, 0.00177935, 0.00156916, 0.00134685, 0.0011683, 0.00101974, 0.00086576, 0.00073326, 0.00062937, 0.00052312, 0.00043427, 0.00036099, 0.00029628, 0.00023626, 0.00018755, 0.0001542, 0.00012782, 0.00009475, 0.00007515, 0.00004648, 0.00003648, 0.00002159, 0.00000646, 0.00000326, -0.00000386, -0.00001, -0.00000643, -0.00001351, -0.00001539, -0.00000746, -0.00000517, -0.00001232, -0.00000567, -0.00000291, -0.00001337, -0.00001282, -0.00000433, -0.00001152, -0.00000032, -0.00000128, 0.00000818, 0.00001461, 0.00000191, 0.00001453, 0.00001937, 0.00001943, 0.00001837, 0.00001969, 0.00002048, 0.00002297, 0.00003931, 0.00004309, 0.00004248, 0.00004597, 0.00005441, 0.00004568, 0.00005439, 0.00005503, 0.00006023, 0.00006466, 0.00005714, 0.00006309, 0.00007611, 0.00006859, 0.00007687, 0.00008879, 0.00007897, 0.00009278, 0.00009034, 0.00009962, 0.00011155, 0.00011166, 0.00009998, 0.00010609, 0.0001156, 0.00011912, 0.00011739, 0.00013282, 0.00014114, 0.00012042, 0.0001396, 0.00014585, 0.00014616, 0.00014893, 0.00014857, 0.00016034, 0.00016571, 0.00016456, 0.00016363, 0.00016097, 0.00017218, 0.00016919, 0.00018406, 0.00018309, 0.0001881, 0.00019533, 0.00019811, 0.00020311, 0.00021036, 0.00020759, 0.00021241, 0.00021259, 0.00021499, 0.00021052, 0.00021303, 0.00022168, 0.00022381, 0.00024027, 0.00023868, 0.00023138, 0.00023906, 0.00023999, 0.00025464, 0.000272, 0.00025998, 0.00025565, 0.00026577, 0.0002585, 0.00025922, 0.0002688, 0.00026444, 0.00026737, 0.0002729, 0.00025773, 0.00027403, 0.0002654, 0.00027557, 0.00029396, 0.00028669, 0.00030378, 0.00030339, 0.00030493, 0.00030098, 0.00031225, 0.00032593, 0.00032391, 0.00031836, 0.00032183, 0.00032182, 0.00033216, 0.00033795, 0.0003391, 0.00034132, 0.00034599, 0.00035658, 0.00034335, 0.00033718, 0.00032968, 0.00037063, 0.0003558, 0.00038125, 0.00038716, 0.00039439, 0.00038299, 0.00040635, 0.00039491, 0.00039082, 0.00039298, 0.00040023, 0.00039354, 0.00039188, 0.00039658, 0.00041049, 0.00038636, 0.00041899, 0.0004091, 0.00042494, 0.00042445, 0.00041962, 0.00043329, 0.00042088, 0.00042737, 0.00046322, 0.00044079, 0.00044611, 0.0004432, 0.00044852, 0.00043315, 0.00048456, 0.00046166, 0.00048459, 0.00050084, 0.00047927, 0.00047701, 0.00051061, 0.00053475, 0.00054604, 0.0004853, 0.00050729, 0.00045249, 0.00054802, 0.0005018, 0.00047103, 0.00053454, 0.00050523, 0.00050347, 0.00054715, 0.00055404, 0.0005305, 0.00053689, 0.00048637, 0.00050952, 0.0006058, 0.00048368, 0.0004806, 0.00056718, 0.00054659, 0.00054988, 0.00059898, 0.00059906, 0.00053411, 0.00061641, 0.00061973]
NUTNRB | 2014-06-04 |  | A00878 | 267 | CC_eswa | [-0.005009, 0.0011877, 0.01234755, -0.00618874, -0.00265014, 0.00472041, 0.0105772, 0.01024774, 0.01134395, -0.00638368, 0.00909016, 0.01889958, 0.01885025, 0.02977297, 0.0547387, 0.05656541, 0.06309068, 0.06816281, 0.06824297, 0.06883291, 0.06637137, 0.06694162, 0.06442021, 0.05850521, 0.05184023, 0.04462658, 0.0378627, 0.03159923, 0.02627802, 0.02152554, 0.01752504, 0.01420225, 0.01142819, 0.00913958, 0.00729334, 0.00577702, 0.00455216, 0.00358735, 0.00279575, 0.00216834, 0.00168944, 0.00130537, 0.0010117, 0.0007822, 0.00059114, 0.00046159, 0.00037282, 0.00030325, 0.0002313, 0.00020176, 0.00015939, 0.00013082, 0.00011048, 0.00008935, 0.00007749, 0.000066, 0.00005625, 0.00004967, 0.0000308, 0.00002097, 0.00002513, 0.00000774, 0.0000109, 0.00000211, 0.00000674, 0.00000376, 0.00000022, -0.00000097, -0.0000009, -0.00000161, 0.00000764, -0.00000161, -0.00000615, -0.00000257, -0.00000927, -0.00000952, -0.00000044, -0.00000183, -0.0000046, 0.00000386, -0.00000047, 0.00000503, -0.00000424, 0.00000527, 0.0000079, 0.00000914, -0.0000039, -0.00000361, -0.00000645, 0.00000269, 0.00000816, 0.00001134, 0.00001255, 0.00000214, 0.00001421, 0.00002622, 0.00002079, 0.00003347, 0.00002523, 0.00002344, 0.00003255, 0.00002285, 0.00002652, 0.00003044, 0.00002081, 0.00002799, 0.00005066, 0.00003346, 0.00002906, 0.00003446, 0.00004145, 0.00003772, 0.00005346, 0.00004315, 0.0000493, 0.00006439, 0.00005226, 0.00004972, 0.00005933, 0.00005222, 0.00005124, 0.00007191, 0.00008613, 0.00005937, 0.00008836, 0.00005752, 0.00006362, 0.00007428, 0.00007822, 0.00006716, 0.00007576, 0.00008332, 0.00007783, 0.0000994, 0.00009199, 0.00008887, 0.00009975, 0.00009775, 0.00010217, 0.00010921, 0.00011149, 0.00010801, 0.00011879, 0.00012818, 0.00013048, 0.00013978, 0.0001388, 0.00014493, 0.00015578, 0.00015325, 0.00013437, 0.00015005, 0.000159, 0.00016519, 0.00018394, 0.00017873, 0.0001828, 0.00018008, 0.0001875, 0.00020422, 0.00018519, 0.00019465, 0.00019852, 0.00020341, 0.00020211, 0.0002155, 0.00022383, 0.00023243, 0.0002424, 0.00021734, 0.00021373, 0.00025789, 0.00025349, 0.00022824, 0.00025016, 0.00026345, 0.00023411, 0.00025013, 0.0002705, 0.0002719, 0.00028299, 0.00026765, 0.00027871, 0.00028707, 0.00029973, 0.00029393, 0.00030092, 0.00029645, 0.00030918, 0.00032499, 0.00034681, 0.00030093, 0.00033612, 0.00030169, 0.00032661, 0.00034572, 0.00031535, 0.00031028, 0.00034008, 0.00033652, 0.00031924, 0.0003431, 0.00035333, 0.0003527, 0.00037544, 0.00038747, 0.00038839, 0.0003909, 0.00037365, 0.00040401, 0.00040136, 0.00038642, 0.00038831, 0.00044002, 0.00040437, 0.00043038, 0.0004326, 0.00044055, 0.00041266, 0.00045294, 0.00046347, 0.00040718, 0.00048361, 0.0004445, 0.00043602, 0.00043911, 0.00044493, 0.00045598, 0.00047005, 0.00043617, 0.00050242, 0.00046749, 0.00057918, 0.00046632, 0.00050775, 0.00051178, 0.00051581, 0.00049474, 0.00048246, 0.00044982, 0.00051881, 0.00052256, 0.00047854, 0.00055117, 0.00056923, 0.00052073, 0.00063483, 0.0005714, 0.00054305, 0.00056535, 0.00049037, 0.00053301, 0.00054979, 0.00056327, 0.00060156, 0.00060573]
NUTNRB | 2014-06-04 |  | A00878 | 267 | CC_di | [17.0, 17.0, 37.0, 22.0, 22.0, 37.0, 30.0, 9.0, 22.0, 7.0, 35.0, 39.0, 82.0, 257.0, 723.0, 1736.0, 3343.0, 5275.0, 7135.0, 8607.0, 9676.0, 10432.0, 11073.0, 11689.0, 12357.0, 13165.0, 14134.0, 15295.0, 16654.0, 18213.0, 19901.0, 21731.0, 23467.0, 25195.0, 26663.0, 27765.0, 28415.0, 28569.0, 28178.0, 27431.0, 26418.0, 25276.0, 24180.0, 23153.0, 22306.0, 21683.0, 21289.0, 21119.0, 21177.0, 21470.0, 21961.0, 22687.0, 23613.0, 24733.0, 26041.0, 27499.0, 29079.0, 30711.0, 32353.0, 33931.0, 35359.0, 36495.0, 37327.0, 37785.0, 37774.0, 37321.0, 36459.0, 35225.0, 33759.0, 32144.0, 30467.0, 28794.0, 27211.0, 25738.0, 24414.0, 23234.0, 22211.0, 21324.0, 20563.0, 19942.0, 19425.0, 19036.0, 18733.0, 18581.0, 18491.0, 18507.0, 18628.0, 18829.0, 19103.0, 19486.0, 19905.0, 20372.0, 20874.0, 21353.0, 21853.0, 22274.0, 22608.0, 22828.0, 22885.0, 22779.0, 22538.0, 22088.0, 21487.0, 20781.0, 19978.0, 19151.0, 18326.0, 17499.0, 16721.0, 16009.0, 15374.0, 14788.0, 14316.0, 13877.0, 13523.0, 13231.0, 12989.0, 12822.0, 12713.0, 12656.0, 12649.0, 12725.0, 12837.0, 12971.0, 13207.0, 13443.0, 13755.0, 14118.0, 14515.0, 14947.0, 15405.0, 15908.0, 16405.0, 16927.0, 17427.0, 17951.0, 18446.0, 18911.0, 19349.0, 19716.0, 20033.0, 20273.0, 20439.0, 20531.0, 20531.0, 20437.0, 20267.0, 20031.0, 19710.0, 19331.0, 18899.0, 18433.0, 17952.0, 17456.0, 16941.0, 16429.0, 15934.0, 15421.0, 14945.0, 14513.0, 14058.0, 13682.0, 13316.0, 12963.0, 12636.0, 12340.0, 12027.0, 11759.0, 11467.0, 11187.0, 10927.0, 10701.0, 10482.0, 10273.0, 10114.0, 9965.0, 9811.0, 9705.0, 9622.0, 9548.0, 9491.0, 9432.0, 9386.0, 9340.0, 9294.0, 9257.0, 9199.0, 9149.0, 9097.0, 9042.0, 8989.0, 8924.0, 8902.0, 8851.0, 8832.0, 8803.0, 8753.0, 8709.0, 8682.0, 8637.0, 8603.0, 8562.0, 8518.0, 8457.0, 8396.0, 8325.0, 8240.0, 8146.0, 8034.0, 7935.0, 7810.0, 7663.0, 7521.0, 7375.0, 7205.0, 7066.0, 6890.0, 6727.0, 6577.0, 6442.0, 6269.0, 6063.0, 5887.0, 5692.0, 5517.0, 5356.0, 5226.0, 5103.0, 4989.0, 4885.0, 4784.0, 4701.0, 4647.0, 4578.0, 4511.0, 4405.0, 4303.0, 4197.0, 4126.0, 4033.0, 3980.0, 3897.0, 3839.0, 3805.0, 3782.0, 3737.0, 3711.0, 3650.0, 3641.0, 3665.0, 3650.0, 3577.0, 3391.0, 3124.0, 2844.0, 2844.0]
NUTNRB | 2014-06-04 |  | A00879 | 268 | CC_lower_wavelength_limit_for_spectra_fit | 217 | Constant | From CP03ISSM-00004
NUTNRB | 2014-06-04 |  | A00879 | 268 | CC_upper_wavelength_limit_for_spectra_fit | 240 | Constant
NUTNRB | 2014-06-04 |  | A00879 | 268 | CC_cal_temp | 19.98
NUTNRB | 2014-06-04 |  | A00879 | 268 | CC_wl | [188.92, 189.71, 190.51, 191.31, 192.1, 192.9, 193.7, 194.49, 195.29, 196.09, 196.89, 197.69, 198.49, 199.29, 200.09, 200.88, 201.68, 202.48, 203.29, 204.09, 204.89, 205.69, 206.49, 207.29, 208.09, 208.89, 209.7, 210.5, 211.3, 212.1, 212.91, 213.71, 214.52, 215.32, 216.12, 216.93, 217.73, 218.54, 219.34, 220.15, 220.95, 221.76, 222.56, 223.37, 224.18, 224.98, 225.79, 226.59, 227.4, 228.21, 229.02, 229.82, 230.63, 231.44, 232.25, 233.05, 233.86, 234.67, 235.48, 236.29, 237.1, 237.91, 238.72, 239.53, 240.34, 241.15, 241.96, 242.77, 243.58, 244.39, 245.2, 246.01, 246.82, 247.63, 248.44, 249.25, 250.06, 250.87, 251.69, 252.5, 253.31, 254.12, 254.93, 255.75, 256.56, 257.37, 258.18, 259, 259.81, 260.62, 261.44, 262.25, 263.06, 263.88, 264.69, 265.5, 266.32, 267.13, 267.95, 268.76, 269.57, 270.39, 271.2, 272.02, 272.83, 273.65, 274.46, 275.27, 276.09, 276.9, 277.72, 278.53, 279.35, 280.16, 280.98, 281.79, 282.61, 283.43, 284.24, 285.06, 285.87, 286.69, 287.5, 288.32, 289.13, 289.95, 290.77, 291.58, 292.4, 293.21, 294.03, 294.85, 295.66, 296.48, 297.29, 298.11, 298.93, 299.74, 300.56, 301.38, 302.19, 303.01, 303.82, 304.64, 305.46, 306.27, 307.09, 307.91, 308.72, 309.54, 310.35, 311.17, 311.99, 312.8, 313.62, 314.44, 315.25, 316.07, 316.88, 317.7, 318.52, 319.33, 320.15, 320.96, 321.78, 322.6, 323.41, 324.23, 325.04, 325.86, 326.68, 327.49, 328.31, 329.12, 329.94, 330.75, 331.57, 332.38, 333.2, 334.02, 334.83, 335.65, 336.46, 337.28, 338.09, 338.91, 339.72, 340.54, 341.35, 342.17, 342.98, 343.79, 344.61, 345.42, 346.24, 347.05, 347.87, 348.68, 349.49, 350.31, 351.12, 351.93, 352.75, 353.56, 354.37, 355.19, 356, 356.81, 357.63, 358.44, 359.25, 360.06, 360.88, 361.69, 362.5, 363.31, 364.12, 364.94, 365.75, 366.56, 367.37, 368.18, 368.99, 369.8, 370.61, 371.42, 372.24, 373.05, 373.86, 374.67, 375.48, 376.29, 377.09, 377.9, 378.71, 379.52, 380.33, 381.14, 381.95, 382.76, 383.56, 384.37, 385.18, 385.99, 386.8, 387.6, 388.41, 389.22, 390.02, 390.83, 391.64, 392.44, 393.25, 394.05, 394.86, 395.67]
NUTNRB | 2014-06-04 |  | A00879 | 268 | CC_eno3 | [-0.00878122, 0.00022208, -0.00442477, -0.00668319, -0.00342174, -0.00029513, -0.00227152, -0.00968048, -0.01047288, -0.0050409, -0.00257373, 0.0056577, -0.00724203, 0.00025969, 0.00087703, 0.00123614, -0.00382735, 0.00063537, 0.00096687, 0.00433054, -0.00024806, 0.00217783, 0.00275166, 0.00375388, 0.00379235, 0.00540037, 0.00609638, 0.00644401, 0.00650216, 0.00641198, 0.00615133, 0.0058812, 0.00558427, 0.00526357, 0.00493668, 0.00460383, 0.00425612, 0.00393858, 0.0036055, 0.00330541, 0.00300191, 0.00271903, 0.0024344, 0.00217629, 0.00193432, 0.00170586, 0.00150448, 0.001306, 0.00113253, 0.00096934, 0.00082893, 0.00070684, 0.00059557, 0.0004979, 0.00041706, 0.00034594, 0.00027727, 0.00022589, 0.00018121, 0.00013692, 0.00010923, 0.00008232, 0.00006337, 0.00004426, 0.00002763, 0.00002186, 0.00001251, 0.00000403, -0.00000314, -0.00000648, -0.00000916, -0.0000063, -0.00001283, -0.00001031, -0.0000153, -0.0000093, -0.00000522, -0.00000762, -0.0000079, -0.00000535, -0.00000956, -0.00000607, -0.00001086, -0.0000005, 0.00000753, 0.00000929, 0.00001221, 0.00000658, 0.00002428, 0.00001732, 0.00002177, 0.000031, 0.00003096, 0.00003574, 0.00002884, 0.00003113, 0.00003389, 0.00003506, 0.0000338, 0.00003755, 0.00004787, 0.00004932, 0.00005094, 0.00005109, 0.00005679, 0.00007168, 0.00006456, 0.00007157, 0.0000879, 0.00008171, 0.00008199, 0.00008681, 0.00008064, 0.00008863, 0.00009703, 0.00009001, 0.00010208, 0.0001011, 0.00009824, 0.00011138, 0.00011851, 0.00011985, 0.00012453, 0.00013127, 0.00013862, 0.00013452, 0.00016099, 0.0001519, 0.00015466, 0.0001521, 0.00015243, 0.00014416, 0.00015363, 0.00015459, 0.00016624, 0.00015263, 0.00016462, 0.0001668, 0.0001678, 0.00017361, 0.00017933, 0.00018211, 0.00018099, 0.00017959, 0.00019404, 0.00019962, 0.00019911, 0.00020133, 0.00020983, 0.00021645, 0.00021807, 0.0002122, 0.00022088, 0.00022401, 0.00022577, 0.00023137, 0.00023501, 0.00022979, 0.000234, 0.0002495, 0.00024946, 0.00024854, 0.00025063, 0.00024395, 0.00025113, 0.00025707, 0.00026172, 0.00026121, 0.00026898, 0.00026736, 0.00026449, 0.00026719, 0.00026529, 0.00027415, 0.00027549, 0.00028751, 0.00029995, 0.0002981, 0.0003108, 0.00031286, 0.00032243, 0.00030653, 0.00031367, 0.00028997, 0.00031776, 0.00032978, 0.00032046, 0.00032651, 0.0003363, 0.00033151, 0.00032646, 0.00032243, 0.00032973, 0.00034094, 0.00036378, 0.00032305, 0.00036707, 0.00034552, 0.00037547, 0.00034952, 0.00036215, 0.00037485, 0.00033778, 0.00035313, 0.00036987, 0.00037048, 0.00037513, 0.00038389, 0.00037626, 0.00038238, 0.00038713, 0.00039196, 0.00040245, 0.00040181, 0.00039819, 0.00040174, 0.00042023, 0.00044675, 0.00043878, 0.00041161, 0.00038024, 0.00042227, 0.00043123, 0.00043205, 0.00042734, 0.00043861, 0.00044644, 0.00042366, 0.00043309, 0.00042451, 0.00046507, 0.0004714, 0.00046253, 0.00046633, 0.00045218, 0.00049422, 0.00046634, 0.00045344, 0.00045194, 0.00045779, 0.00043005, 0.00045388, 0.00047321, 0.00052326, 0.00049956, 0.0004777, 0.00052089, 0.00050165, 0.00050529, 0.00052652, 0.00049106, 0.00048516, 0.00046904, 0.00049795, 0.0004863, 0.00048948]
NUTNRB | 2014-06-04 |  | A00879 | 268 | CC_eswa | [0.01343765, 0.00739639, 0.0097113, 0.02176045, 0.01391272, 0.01186065, 0.00104237, 0.01785745, 0.01437175, 0.00836393, 0.01347932, 0.00963393, 0.02469753, 0.02484074, 0.03297446, 0.04305692, 0.05901651, 0.05664594, 0.0592919, 0.05984828, 0.06364883, 0.06373155, 0.06200426, 0.05866279, 0.05463518, 0.04848736, 0.04151568, 0.03519663, 0.02937138, 0.02423048, 0.01972407, 0.01598076, 0.01284534, 0.01027196, 0.00817651, 0.0064591, 0.00509811, 0.00401864, 0.00315224, 0.00245938, 0.00192629, 0.00150092, 0.00118196, 0.00092698, 0.00072535, 0.00057077, 0.00045404, 0.0003676, 0.00028858, 0.00024033, 0.00020861, 0.0001737, 0.00014207, 0.00011883, 0.0000976, 0.00009063, 0.00006857, 0.00005775, 0.00004962, 0.000043, 0.00003474, 0.0000279, 0.0000251, 0.00001432, 0.00001643, 0.00000298, 0.00000525, 0.00000172, 0.00000522, -0.00000446, -0.00000704, -0.00001221, -0.00000312, -0.00000516, -0.00000693, -0.00000626, 0.00000068, -0.00000742, -0.00000737, -0.00000323, 0.00000637, 0.00000815, 0.00000592, 0.00000147, 0.00000164, 0.00000357, 0.00000373, 0.00000719, -0.00000711, 0.00001885, 0.00001416, 0.00001567, 0.00002213, 0.00002521, 0.0000287, 0.00003202, 0.00002157, 0.00002744, 0.00003547, 0.000035, 0.0000418, 0.00004546, 0.00003983, 0.00003926, 0.00004754, 0.00004467, 0.00004956, 0.000054, 0.00004456, 0.00006214, 0.00006399, 0.00006148, 0.00007214, 0.00008196, 0.00006676, 0.00008344, 0.00006922, 0.00008594, 0.00007553, 0.00008508, 0.00007934, 0.00009247, 0.0000864, 0.00008619, 0.00009457, 0.00010488, 0.0001083, 0.00010481, 0.00010669, 0.00010436, 0.00011491, 0.00012452, 0.00013232, 0.00013134, 0.000122, 0.00014753, 0.00014766, 0.00013557, 0.00015197, 0.00013947, 0.00015941, 0.00015824, 0.00016757, 0.00016466, 0.00016632, 0.0001631, 0.00017453, 0.00017555, 0.00018362, 0.00018328, 0.00018278, 0.00019587, 0.00019815, 0.0001966, 0.00020771, 0.00019275, 0.00021437, 0.00022699, 0.00021924, 0.00020956, 0.0002292, 0.00023885, 0.00024142, 0.00025155, 0.00025332, 0.00026073, 0.00025727, 0.00026209, 0.00026873, 0.00028316, 0.00027982, 0.00027995, 0.00029144, 0.00030234, 0.00029379, 0.00028793, 0.000297, 0.00030274, 0.00030256, 0.00031363, 0.00030201, 0.00031325, 0.00031822, 0.00032993, 0.00032295, 0.00033211, 0.00034968, 0.00033831, 0.00031796, 0.00034859, 0.0003581, 0.00037219, 0.00036289, 0.00038615, 0.00036028, 0.00037772, 0.00034819, 0.00039031, 0.00037585, 0.00039851, 0.00038398, 0.00039431, 0.00043912, 0.0004308, 0.00039727, 0.00040452, 0.00045289, 0.00043328, 0.0004438, 0.00044464, 0.00044868, 0.00046732, 0.00042223, 0.00043897, 0.00046272, 0.00045114, 0.00048064, 0.00043543, 0.00045803, 0.00049582, 0.00052921, 0.00050528, 0.00048568, 0.00049253, 0.00046243, 0.00047924, 0.00049279, 0.0005224, 0.00055346, 0.00054354, 0.00050416, 0.00052421, 0.00053249, 0.00052321, 0.00049789, 0.00048774, 0.0005652, 0.00057153, 0.00054944, 0.00062573, 0.00064852, 0.00060764, 0.00060554, 0.00054268, 0.00057479, 0.00062103, 0.0005722, 0.00054836, 0.00062654, 0.00061687, 0.00059645, 0.00059612, 0.00067197, 0.00067723, 0.00068763, 0.00069186]
NUTNRB | 2014-06-04 |  | A00879 | 268 | CC_di | [34.9653092, 34.50377074, 35.50377074, 33.9653092, 34.88838612, 36.88838612, 35.65761689, 39.11915535, 37.9653092, 41.27300151, 44.73453997, 65.19607843, 147.19607843, 363.50377074, 843.11915535, 1693.88838612, 2944.81146305, 4500.19607843, 6192.9653092, 7856.50377074, 9363.19607843, 10635.73453997, 11673.27300151, 12523.88838612, 13234.27300151, 13918.50377074, 14632.88838612, 15434.42684766, 16359.58069382, 17455.19607843, 18739.42684766, 20235.73453997, 21963.88838612, 23902.27300151, 26030.50377074, 28264.11915535, 30550.19607843, 32739.04223228, 34702.88838612, 36274.73453997, 37348.19607843, 37815.27300151, 37635.81146305, 36920.50377074, 35738.50377074, 34281.58069382, 32755.58069382, 31266.34992459, 29956.9653092, 28870.19607843, 27936.19607843, 27485.73453997, 27205.9653092, 27169.34992459, 27356.34992459, 27777.81146305, 28376.50377074, 29153.58069382, 30117.42684766, 31209.27300151, 32446.34992459, 33792.73453997, 35210.27300151, 36660.9653092, 38086.58069382, 39375.04223228, 40469.19607843, 41275.81146305, 41701.58069382, 41720.88838612, 41285.88838612, 40367.34992459, 39099.88838612, 37483.42684766, 35667.19607843, 33770.88838612, 31845.34992459, 29960.9653092, 28208.73453997, 26612.04223228, 25163.58069382, 23899.58069382, 22787.04223228, 21842.58069382, 21053.11915535, 20392.73453997, 19866.42684766, 19487.27300151, 19208.73453997, 19051.04223228, 19011.73453997, 19068.19607843, 19234.58069382, 19496.11915535, 19848.88838612, 20293.11915535, 20794.81146305, 21346.81146305, 21943.88838612, 22542.88838612, 23103.34992459, 23617.58069382, 24024.27300151, 24301.27300151, 24439.81146305, 24403.50377074, 24202.34992459, 23848.34992459, 23342.58069382, 22717.73453997, 22022.34992459, 21266.9653092, 20467.34992459, 19701.27300151, 18934.34992459, 18237.34992459, 17599.58069382, 17009.11915535, 16491.50377074, 16053.9653092, 15676.9653092, 15378.19607843, 15146.9653092, 14985.65761689, 14886.65761689, 14856.73453997, 14878.27300151, 14965.65761689, 15092.58069382, 15267.42684766, 15495.34992459, 15759.9653092, 16050.27300151, 16390.27300151, 16748.27300151, 17136.73453997, 17553.58069382, 17979.27300151, 18424.11915535, 18894.11915535, 19344.73453997, 19790.65761689, 20243.04223228, 20647.81146305, 21016.34992459, 21365.73453997, 21647.81146305, 21884.73453997, 22056.88838612, 22147.27300151, 22171.42684766, 22125.27300151, 21997.81146305, 21789.65761689, 21524.9653092, 21177.88838612, 20784.11915535, 20344.34992459, 19859.58069382, 19361.04223228, 18831.81146305, 18300.81146305, 17776.34992459, 17262.11915535, 16718.42684766, 16188.81146305, 15659.50377074, 15126.34992459, 14613.73453997, 14108.04223228, 13606.73453997, 13129.50377074, 12684.58069382, 12280.04223228, 11912.9653092, 11581.88838612, 11290.58069382, 11021.65761689, 10792.19607843, 10584.58069382, 10420.88838612, 10259.58069382, 10117.50377074, 9993.88838612, 9863.58069382, 9739.73453997, 9628.88838612, 9515.9653092, 9406.58069382, 9293.9653092, 9177.34992459, 9073.50377074, 8982.58069382, 8892.81146305, 8832.73453997, 8766.9653092, 8699.34992459, 8646.50377074, 8598.88838612, 8560.19607843, 8534.65761689, 8508.88838612, 8487.50377074, 8464.9653092, 8442.34992459, 8414.81146305, 8390.11915535, 8357.42684766, 8319.42684766, 8270.81146305, 8217.88838612, 8148.9653092, 8079.27300151, 7988.58069382, 7891.50377074, 7791.50377074, 7671.73453997, 7553.65761689, 7433.88838612, 7315.42684766, 7187.81146305, 7033.11915535, 6851.58069382, 6653.81146305, 6461.9653092, 6273.81146305, 6104.58069382, 5952.11915535, 5800.27300151, 5664.11915535, 5546.27300151, 5423.11915535, 5309.65761689, 5213.42684766, 5136.50377074, 5054.34992459, 4935.11915535, 4801.19607843, 4675.58069382, 4563.58069382, 4458.88838612, 4366.50377074, 4274.04223228, 4198.19607843, 4134.34992459, 4087.42684766, 4034.42684766, 3970.73453997, 3909.88838612, 3874.27300151, 3844.50377074, 3778.65761689, 3629.27300151, 3384.58069382, 3038.42684766, 3038.42684766]
NUTNRB | 2014-06-04 |  | A00881 | 269 | CC_lower_wavelength_limit_for_spectra_fit | 217 | wllower = Lower wavelength limit for spectra fit. From DPS: 217 nm (1-cm pathlength probe tip) or 220 nm (4-cm pathlength probe tip) | From CP01CNSM-00003
NUTNRB | 2014-06-04 |  | A00881 | 269 | CC_upper_wavelength_limit_for_spectra_fit | 240 | wlupper = Upper wavelength limit for spectra fit. From DPS: 240 nm (1-cm pathlength probe tip) or 245 nm (4-cm pathlength probe tip)
NUTNRB | 2014-06-04 |  | A00881 | 269 | CC_cal_temp | 19.95 | cal_temp = Calibration water temperature value
NUTNRB | 2014-06-04 |  | A00881 | 269 | CC_wl | [189.550, 190.340, 191.130, 191.910, 192.700, 193.490, 194.290, 195.080, 195.870, 196.660, 197.450, 198.240, 199.030, 199.830, 200.620, 201.410, 202.200, 203.000, 203.790, 204.590, 205.380, 206.170, 206.970, 207.760, 208.560, 209.350, 210.150, 210.950, 211.740, 212.540, 213.330, 214.130, 214.930, 215.720, 216.520, 217.320, 218.120, 218.920, 219.710, 220.510, 221.310, 222.110, 222.910, 223.710, 224.510, 225.310, 226.110, 226.910, 227.710, 228.510, 229.310, 230.110, 230.910, 231.710, 232.510, 233.320, 234.120, 234.920, 235.720, 236.520, 237.330, 238.130, 238.930, 239.740, 240.540, 241.340, 242.150, 242.950, 243.750, 244.560, 245.360, 246.170, 246.970, 247.770, 248.580, 249.380, 250.190, 250.990, 251.800, 252.610, 253.410, 254.220, 255.020, 255.830, 256.630, 257.440, 258.250, 259.050, 259.860, 260.670, 261.470, 262.280, 263.090, 263.900, 264.700, 265.510, 266.320, 267.130, 267.930, 268.740, 269.550, 270.360, 271.170, 271.970, 272.780, 273.590, 274.400, 275.210, 276.020, 276.830, 277.630, 278.440, 279.250, 280.060, 280.870, 281.680, 282.490, 283.300, 284.110, 284.920, 285.730, 286.540, 287.350, 288.160, 288.970, 289.780, 290.590, 291.400, 292.210, 293.020, 293.830, 294.640, 295.450, 296.260, 297.070, 297.880, 298.690, 299.500, 300.310, 301.120, 301.930, 302.740, 303.550, 304.360, 305.170, 305.980, 306.790, 307.600, 308.410, 309.220, 310.040, 310.850, 311.660, 312.470, 313.280, 314.090, 314.900, 315.710, 316.520, 317.330, 318.140, 318.950, 319.760, 320.570, 321.380, 322.190, 323.000, 323.820, 324.630, 325.440, 326.250, 327.060, 327.870, 328.680, 329.490, 330.300, 331.110, 331.920, 332.730, 333.540, 334.350, 335.160, 335.970, 336.780, 337.590, 338.400, 339.210, 340.020, 340.830, 341.640, 342.450, 343.250, 344.060, 344.870, 345.680, 346.490, 347.300, 348.110, 348.920, 349.730, 350.540, 351.340, 352.150, 352.960, 353.770, 354.580, 355.390, 356.190, 357.000, 357.810, 358.620, 359.420, 360.230, 361.040, 361.850, 362.650, 363.460, 364.270, 365.070, 365.880, 366.690, 367.490, 368.300, 369.110, 369.910, 370.720, 371.520, 372.330, 373.140, 373.940, 374.750, 375.550, 376.360, 377.160, 377.970, 378.770, 379.580, 380.380, 381.180, 381.990, 382.790, 383.590, 384.400, 385.200, 386.000, 386.810, 387.610, 388.410, 389.220, 390.020, 390.820, 391.620, 392.420, 393.220, 394.030, 394.830] | wl = (1 x 256) array of wavelength bins
NUTNRB | 2014-06-04 |  | A00881 | 269 | CC_eno3 | [-0.000245330, 0.019211540, -0.000239160, 0.008324460, -0.000233020, -0.000229940, 0.000522270, -0.023459200, 0.031161170, 0.013210430, -0.008609270, 0.003781140, 0.011719740, -0.000205170, 0.008192720, -0.000199000, 0.013711650, 0.002719860, -0.005536690, 0.004490590, -0.015678200, 0.002096610, -0.000177270, 0.004150820, 0.006268040, 0.006343680, 0.006419600, 0.006807110, 0.006720040, 0.006489830, 0.006155200, 0.005925590, 0.005591740, 0.005224210, 0.004878270, 0.004537580, 0.004190040, 0.003848620, 0.003550010, 0.003232450, 0.002921350, 0.002651480, 0.002387550, 0.002129900, 0.001890080, 0.001674280, 0.001464740, 0.001287090, 0.001108060, 0.000949550, 0.000822500, 0.000693690, 0.000585550, 0.000494560, 0.000412090, 0.000341540, 0.000272650, 0.000233580, 0.000185200, 0.000149840, 0.000108900, 0.000089670, 0.000066550, 0.000042160, 0.000029070, 0.000013950, 0.000007960, -0.000002430, -0.000004300, -0.000004150, -0.000006000, -0.000002750, -0.000012880, -0.000003800, -0.000012870, -0.000005760, -0.000008020, 0.000000380, -0.000008170, -0.000009310, 0.000005190, -0.000006380, -0.000014870, 0.000005800, 0.000002370, -0.000001410, -0.000007470, 0.000026860, 0.000019000, 0.000030420, 0.000030030, 0.000043700, 0.000028050, 0.000037560, 0.000027930, 0.000035470, 0.000032530, 0.000046990, 0.000044860, 0.000048460, 0.000049080, 0.000054960, 0.000057300, 0.000068390, 0.000066180, 0.000065040, 0.000077430, 0.000092070, 0.000076800, 0.000097930, 0.000091110, 0.000102540, 0.000092490, 0.000097140, 0.000110070, 0.000095520, 0.000111160, 0.000108030, 0.000125650, 0.000121610, 0.000118850, 0.000133580, 0.000134160, 0.000135550, 0.000122840, 0.000122360, 0.000134360, 0.000146380, 0.000161860, 0.000151940, 0.000150890, 0.000160990, 0.000157570, 0.000164200, 0.000163530, 0.000178660, 0.000187910, 0.000174520, 0.000191010, 0.000193370, 0.000197160, 0.000186720, 0.000208600, 0.000203190, 0.000212040, 0.000199000, 0.000191410, 0.000204470, 0.000200100, 0.000210470, 0.000210240, 0.000207060, 0.000227060, 0.000224950, 0.000240390, 0.000234650, 0.000238320, 0.000242610, 0.000252580, 0.000237160, 0.000249780, 0.000232480, 0.000245280, 0.000241480, 0.000243110, 0.000238500, 0.000259420, 0.000267750, 0.000267120, 0.000273250, 0.000293250, 0.000274930, 0.000308660, 0.000314280, 0.000309640, 0.000277940, 0.000292390, 0.000296280, 0.000304830, 0.000314840, 0.000329960, 0.000310020, 0.000325430, 0.000318330, 0.000308250, 0.000333520, 0.000351520, 0.000323260, 0.000345670, 0.000333250, 0.000329010, 0.000309990, 0.000347970, 0.000349550, 0.000373620, 0.000370800, 0.000377030, 0.000378690, 0.000372660, 0.000375800, 0.000375870, 0.000343380, 0.000371280, 0.000368260, 0.000405530, 0.000379180, 0.000387020, 0.000366790, 0.000419730, 0.000373060, 0.000382340, 0.000407310, 0.000416730, 0.000396050, 0.000389400, 0.000445440, 0.000429180, 0.000427340, 0.000413670, 0.000416460, 0.000417590, 0.000428940, 0.000422820, 0.000410670, 0.000423780, 0.000431680, 0.000422120, 0.000456600, 0.000428430, 0.000443180, 0.000473850, 0.000476860, 0.000464080, 0.000506080, 0.000528390, 0.000515370, 0.000509200, 0.000510140, 0.000531370, 0.000506460, 0.000522990, 0.000548340, 0.000532660, 0.000499040, 0.000498970, 0.000495810, 0.000483650, 0.000492230, 0.000510190, 0.000547150, 0.000493960, 0.000559890, 0.000505030, 0.000533340, 0.000527820, 0.000530940] | eno3 = (1 x 256) array of wavelength-dependent nitrate extinction coefficients
NUTNRB | 2014-06-04 |  | A00881 | 269 | CC_eswa | [-0.000406180, 0.014784610, 0.007345370, 0.001805480, -0.000391990, 0.009542950, -0.010426480, -0.000381280, -0.038460080, -0.036486350, -0.002772800, -0.010554280, 0.016349890, 0.030563710, 0.043291590, 0.055088610, 0.061360940, 0.069326510, 0.080280670, 0.076101910, 0.094482410, 0.072253780, 0.069733720, 0.065869650, 0.056295150, 0.048529200, 0.040986670, 0.034174160, 0.028163570, 0.023007440, 0.018725970, 0.015050490, 0.012052000, 0.009612860, 0.007636760, 0.006022700, 0.004750100, 0.003725330, 0.002921320, 0.002270840, 0.001775760, 0.001378690, 0.001075700, 0.000838750, 0.000654980, 0.000509280, 0.000409590, 0.000304670, 0.000245080, 0.000204410, 0.000148370, 0.000131780, 0.000114330, 0.000097760, 0.000080280, 0.000056630, 0.000058390, 0.000036440, 0.000033200, 0.000028410, 0.000042050, 0.000019910, 0.000019370, 0.000015850, 0.000021970, 0.000016970, 0.000003950, 0.000004460, 0.000004160, -0.000009020, -0.000007450, -0.000005280, -0.000003410, -0.000015730, -0.000008470, -0.000012750, -0.000013210, -0.000013310, -0.000015390, 0.000002610, -0.000000480, 0.000012800, 0.000015170, 0.000004750, 0.000005310, -0.000005950, 0.000011580, -0.000002160, 0.000008870, -0.000010840, 0.000003260, -0.000007580, 0.000010040, 0.000009400, 0.000012590, 0.000027520, 0.000020420, 0.000023560, 0.000017630, 0.000010660, 0.000014950, 0.000017840, 0.000009500, 0.000017030, 0.000018170, 0.000021010, 0.000001670, 0.000014880, 0.000029330, 0.000015290, 0.000033260, 0.000021340, 0.000029820, 0.000035470, 0.000027260, 0.000054900, 0.000040720, 0.000038940, 0.000031000, 0.000036930, 0.000036920, 0.000023370, 0.000039410, 0.000054740, 0.000063900, 0.000075170, 0.000046630, 0.000052430, 0.000045440, 0.000061830, 0.000067540, 0.000081380, 0.000067630, 0.000076290, 0.000066320, 0.000066420, 0.000068570, 0.000077130, 0.000078410, 0.000085860, 0.000086400, 0.000095280, 0.000084710, 0.000104520, 0.000079920, 0.000110560, 0.000126890, 0.000110820, 0.000121120, 0.000120580, 0.000142720, 0.000134360, 0.000123890, 0.000135240, 0.000126650, 0.000135780, 0.000127400, 0.000147700, 0.000141880, 0.000157480, 0.000160840, 0.000167440, 0.000180970, 0.000172470, 0.000167680, 0.000189210, 0.000176470, 0.000177510, 0.000174230, 0.000183300, 0.000165160, 0.000196980, 0.000188290, 0.000201990, 0.000191260, 0.000225000, 0.000235210, 0.000206250, 0.000217590, 0.000205080, 0.000213750, 0.000224120, 0.000202860, 0.000233450, 0.000268320, 0.000239870, 0.000259490, 0.000269680, 0.000278390, 0.000263160, 0.000266580, 0.000277040, 0.000260890, 0.000240720, 0.000240290, 0.000278470, 0.000269020, 0.000257640, 0.000262880, 0.000268140, 0.000271700, 0.000294060, 0.000309010, 0.000299460, 0.000272900, 0.000331250, 0.000331130, 0.000347940, 0.000306230, 0.000324920, 0.000338000, 0.000276520, 0.000318300, 0.000335110, 0.000348240, 0.000332070, 0.000345180, 0.000350470, 0.000355730, 0.000381630, 0.000353950, 0.000363310, 0.000359820, 0.000369110, 0.000396860, 0.000407250, 0.000386750, 0.000350400, 0.000375110, 0.000395680, 0.000364500, 0.000393540, 0.000418470, 0.000371180, 0.000396560, 0.000425560, 0.000417020, 0.000413720, 0.000404000, 0.000441240, 0.000441150, 0.000417640, 0.000423610, 0.000450520, 0.000471360, 0.000499940, 0.000460210, 0.000467170, 0.000448140, 0.000432270, 0.000469580, 0.000426820, 0.000467790, 0.000444670, 0.000429590, 0.000433190] | eswa = (1 x 256) array of seawater extinction coefficients
NUTNRB | 2014-06-04 |  | A00881 | 269 | CC_di | [17.441830070, 9.738126360, 8.701089320, 12.589978210, 5.515904140, 10.182570810, 4.182570810, 9.812200440, 10.071459690, 7.960348580, 8.552941180, 11.071459690, 10.812200440, 23.478867100, 98.441830070, 328.627015250, 912.034422660, 2017.627015250, 3629.997385620, 5528.627015250, 7376.367755990, 8942.034422660, 10152.515904140, 11048.589978210, 11723.256644880, 12298.849237470, 12849.330718950, 13426.738126360, 14096.182570810, 14894.108496730, 15818.256644880, 16915.182570810, 18187.849237470, 19602.293681920, 21171.256644880, 22841.034422660, 24509.812200440, 26113.849237470, 27515.886274510, 28618.256644880, 29315.145533770, 29534.701089320, 29274.219607840, 28607.182570810, 27609.145533770, 26426.664052290, 25219.256644880, 24058.108496730, 23023.589978210, 22187.812200440, 21554.960348580, 21115.330718950, 20904.701089320, 20850.664052290, 20996.441830070, 21302.589978210, 21753.330718950, 22346.997385620, 23085.071459690, 23926.108496730, 24872.923311550, 25903.775163400, 27009.627015250, 28152.293681920, 29254.108496730, 30269.923311550, 31168.886274510, 31818.775163400, 32196.812200440, 32234.478867100, 31926.923311550, 31242.849237470, 30271.478867100, 29038.478867100, 27616.515904140, 26142.812200440, 24625.404793030, 23144.775163400, 21776.182570810, 20496.886274510, 19348.923311550, 18346.515904140, 17450.701089320, 16680.404793030, 16034.886274510, 15476.071459690, 15039.182570810, 14691.404793030, 14439.182570810, 14257.589978210, 14179.034422660, 14178.515904140, 14248.034422660, 14399.552941180, 14612.145533770, 14900.404793030, 15235.515904140, 15606.627015250, 16010.812200440, 16437.034422660, 16831.960348580, 17219.441830070, 17544.108496730, 17792.701089320, 17957.812200440, 18001.738126360, 17920.293681920, 17733.775163400, 17421.775163400, 17009.701089320, 16520.182570810, 15986.627015250, 15400.108496730, 14826.182570810, 14250.071459690, 13702.108496730, 13200.404793030, 12733.960348580, 12315.367755990, 11953.108496730, 11637.589978210, 11374.627015250, 11153.404793030, 10994.701089320, 10884.330718950, 10813.515904140, 10783.182570810, 10810.404793030, 10868.738126360, 10959.738126360, 11081.071459690, 11242.701089320, 11423.256644880, 11638.589978210, 11874.071459690, 12136.960348580, 12421.441830070, 12712.034422660, 13013.108496730, 13337.738126360, 13666.515904140, 13993.108496730, 14328.071459690, 14657.701089320, 14967.738126360, 15282.441830070, 15552.664052290, 15795.627015250, 15998.701089320, 16138.886274510, 16233.478867100, 16265.145533770, 16245.812200440, 16162.849237470, 16039.404793030, 15847.441830070, 15608.367755990, 15335.997385620, 15020.219607840, 14683.182570810, 14328.627015250, 13943.404793030, 13572.589978210, 13176.145533770, 12766.775163400, 12354.034422660, 11935.330718950, 11522.108496730, 11126.886274510, 10746.960348580, 10369.886274510, 10023.367755990, 9697.589978210, 9396.219607840, 9123.404793030, 8871.071459690, 8644.145533770, 8423.034422660, 8217.552941180, 8032.589978210, 7859.367755990, 7692.441830070, 7535.182570810, 7389.367755990, 7250.071459690, 7117.849237470, 6991.219607840, 6876.738126360, 6772.219607840, 6677.034422660, 6573.367755990, 6487.589978210, 6417.886274510, 6351.404793030, 6299.182570810, 6261.182570810, 6218.293681920, 6182.515904140, 6158.627015250, 6127.664052290, 6120.293681920, 6107.441830070, 6102.441830070, 6105.701089320, 6097.738126360, 6094.034422660, 6095.701089320, 6082.627015250, 6078.367755990, 6066.812200440, 6055.627015250, 6025.367755990, 6007.515904140, 5963.108496730, 5919.886274510, 5868.775163400, 5804.108496730, 5736.145533770, 5669.330718950, 5595.627015250, 5515.738126360, 5427.775163400, 5322.071459690, 5186.701089320, 5052.256644880, 4907.293681920, 4777.701089320, 4661.775163400, 4546.182570810, 4439.589978210, 4342.589978210, 4248.738126360, 4158.589978210, 4082.552941180, 4007.478867100, 3950.923311550, 3874.960348580, 3789.515904140, 3686.886274510, 3592.256644880, 3511.219607840, 3431.441830070, 3354.589978210, 3290.664052290, 3238.219607840, 3186.441830070, 3143.701089320, 3097.812200440, 3054.330718950, 3018.293681920, 2985.589978210, 2961.664052290, 2891.219607840, 2758.293681920, 2548.923311550, 2548.923311550] | di = (1 x 256) array of deionized water reference spectrum
NUTNRB | 2014-10-17 |  | A01142 | 270 | CC_lower_wavelength_limit_for_spectra_fit | 217 | Constant | From CP03ISSM-00002
NUTNRB | 2014-10-17 |  | A01142 | 270 | CC_upper_wavelength_limit_for_spectra_fit | 240 | Constant
NUTNRB | 2014-10-17 |  | A01142 | 270 | CC_cal_temp | 20.06
NUTNRB | 2014-10-17 |  | A01142 | 270 | CC_wl | [189.64, 190.43, 191.23, 192.03, 192.83, 193.62, 194.42, 195.22, 196.02, 196.82, 197.62, 198.42, 199.22, 200.01, 200.81, 201.61, 202.41, 203.21, 204.01, 204.81, 205.61, 206.41, 207.22, 208.02, 208.82, 209.62, 210.42, 211.22, 212.02, 212.82, 213.62, 214.43, 215.23, 216.03, 216.83, 217.63, 218.44, 219.24, 220.04, 220.84, 221.65, 222.45, 223.25, 224.06, 224.86, 225.66, 226.46, 227.27, 228.07, 228.87, 229.68, 230.48, 231.29, 232.09, 232.89, 233.7, 234.5, 235.31, 236.11, 236.91, 237.72, 238.52, 239.33, 240.13, 240.94, 241.74, 242.55, 243.35, 244.15, 244.96, 245.76, 246.57, 247.37, 248.18, 248.98, 249.79, 250.59, 251.4, 252.2, 253.01, 253.81, 254.62, 255.42, 256.23, 257.04, 257.84, 258.65, 259.45, 260.26, 261.06, 261.87, 262.67, 263.48, 264.28, 265.09, 265.89, 266.7, 267.51, 268.31, 269.12, 269.92, 270.73, 271.53, 272.34, 273.14, 273.95, 274.75, 275.56, 276.36, 277.17, 277.97, 278.78, 279.58, 280.39, 281.19, 282, 282.8, 283.61, 284.41, 285.22, 286.02, 286.83, 287.63, 288.44, 289.24, 290.05, 290.85, 291.66, 292.46, 293.26, 294.07, 294.87, 295.68, 296.48, 297.28, 298.09, 298.89, 299.7, 300.5, 301.3, 302.11, 302.91, 303.71, 304.52, 305.32, 306.12, 306.93, 307.73, 308.53, 309.33, 310.14, 310.94, 311.74, 312.54, 313.35, 314.15, 314.95, 315.75, 316.55, 317.36, 318.16, 318.96, 319.76, 320.56, 321.36, 322.16, 322.96, 323.76, 324.57, 325.37, 326.17, 326.97, 327.77, 328.57, 329.37, 330.17, 330.96, 331.76, 332.56, 333.36, 334.16, 334.96, 335.76, 336.56, 337.35, 338.15, 338.95, 339.75, 340.55, 341.34, 342.14, 342.94, 343.73, 344.53, 345.33, 346.12, 346.92, 347.71, 348.51, 349.31, 350.1, 350.9, 351.69, 352.49, 353.28, 354.08, 354.87, 355.66, 356.46, 357.25, 358.04, 358.84, 359.63, 360.42, 361.22, 362.01, 362.8, 363.59, 364.38, 365.17, 365.97, 366.76, 367.55, 368.34, 369.13, 369.92, 370.71, 371.5, 372.29, 373.08, 373.86, 374.65, 375.44, 376.23, 377.02, 377.8, 378.59, 379.38, 380.17, 380.95, 381.74, 382.52, 383.31, 384.1, 384.88, 385.67, 386.45, 387.24, 388.02, 388.8, 389.59, 390.37, 391.15, 391.94, 392.72, 393.5]
NUTNRB | 2014-10-17 |  | A01142 | 270 | CC_eno3 | [0.01542905, -0.00389253, -0.00011444, 0.00080081, 0.00468837, 0.0087304, 0.00567332, 0.00142129, 0.00408004, 0.00126695, 0.00617402, 0.00030717, 0.00466561, 0.0066496, -0.00425912, 0.00183053, -0.00326796, -0.00163607, -0.00144515, 0.0045702, -0.00248473, 0.00158275, 0.00350712, 0.00567477, 0.00659745, 0.00706454, 0.00695798, 0.00691774, 0.00678337, 0.00651596, 0.00624541, 0.00584958, 0.00554538, 0.00520293, 0.00486426, 0.00451802, 0.00417824, 0.00383943, 0.00350579, 0.00319578, 0.00289486, 0.00258839, 0.00232108, 0.00205055, 0.00180711, 0.00158543, 0.00137027, 0.00118311, 0.00101235, 0.00086027, 0.00073845, 0.00062238, 0.00051882, 0.00043755, 0.00035607, 0.00029646, 0.00022885, 0.00018997, 0.0001391, 0.00011487, 0.00008757, 0.00005885, 0.00003878, 0.00002778, 0.00002314, 0.00001209, 0.00000353, -0.00000559, -0.00000249, -0.00000367, -0.00000768, -0.00001211, -0.00000686, -0.00001316, -0.00000955, -0.00000983, -0.00001994, -0.00000815, -0.00001181, -0.00000801, -0.00000602, -0.000003, -0.0000051, 0.00000054, 0.00001711, 0.00001638, 0.00001111, 0.00002128, 0.00001474, 0.00003048, 0.0000324, 0.00002832, 0.00003392, 0.00003952, 0.00004495, 0.00004721, 0.00005959, 0.00005316, 0.00006584, 0.00006742, 0.00007694, 0.00008584, 0.00008429, 0.00008302, 0.00009204, 0.0000929, 0.00009209, 0.00009277, 0.00009752, 0.00010231, 0.00010629, 0.00011068, 0.00010651, 0.0001058, 0.00011711, 0.00010926, 0.00012213, 0.00012134, 0.00013604, 0.00012479, 0.00013131, 0.00013023, 0.00012119, 0.00014785, 0.00014356, 0.00015447, 0.00016488, 0.00015932, 0.00015528, 0.00016821, 0.00016951, 0.00017259, 0.00018006, 0.00018898, 0.00017954, 0.00019551, 0.00019779, 0.00020702, 0.00021549, 0.00021238, 0.00021845, 0.00021565, 0.00021784, 0.00021942, 0.00022088, 0.00023193, 0.00022628, 0.00023641, 0.00023612, 0.00024088, 0.0002437, 0.00024478, 0.00024818, 0.00026063, 0.00026588, 0.00026293, 0.00027472, 0.00028225, 0.00028689, 0.00029313, 0.00027662, 0.0002891, 0.00029552, 0.00029773, 0.00029239, 0.00030417, 0.00030524, 0.00030878, 0.00032176, 0.00032193, 0.00033107, 0.00032384, 0.0003293, 0.00034532, 0.00036169, 0.00034148, 0.00035541, 0.00034931, 0.00036248, 0.00036585, 0.0003833, 0.00037222, 0.00038455, 0.00037657, 0.00038372, 0.00040291, 0.0004085, 0.00038392, 0.0003842, 0.00040523, 0.00039334, 0.00041721, 0.00041044, 0.00042739, 0.00043989, 0.00044972, 0.00042691, 0.00045537, 0.00045372, 0.00045206, 0.0004592, 0.00044509, 0.00047706, 0.00048069, 0.00048253, 0.00048802, 0.0005077, 0.00050155, 0.0004749, 0.00048665, 0.00049039, 0.0004933, 0.00051727, 0.00051293, 0.0005151, 0.00051145, 0.00051536, 0.00053586, 0.0005252, 0.00051603, 0.00052594, 0.00054224, 0.00054518, 0.00054494, 0.00055561, 0.00055758, 0.00054996, 0.00057535, 0.00058573, 0.0005761, 0.00059276, 0.00059677, 0.00059404, 0.00061125, 0.00063998, 0.00059922, 0.00059832, 0.00060744, 0.00061234, 0.00065734, 0.00064056, 0.00063812, 0.00063856, 0.00064198, 0.00066639, 0.00066001, 0.00067148, 0.00065966, 0.00066771, 0.000703, 0.00067876, 0.0007142, 0.00066557, 0.00065969, 0.00068474, 0.00068915]
NUTNRB | 2014-10-17 |  | A01142 | 270 | CC_eswa | [0.00709219, 0.01093912, 0.00631318, 0.00443168, 0.00274262, 0.00012161, 0.00101655, 0.00301305, 0.005879, 0.00371815, 0.0047641, 0.01286649, 0.01668088, 0.02478532, 0.04410045, 0.04625621, 0.06057453, 0.06222431, 0.06433398, 0.06339045, 0.06915049, 0.06450172, 0.0615786, 0.05551953, 0.04861873, 0.04213286, 0.03565727, 0.02984037, 0.02463081, 0.02016674, 0.01639927, 0.01328216, 0.01067398, 0.0085414, 0.00679796, 0.00539637, 0.00426514, 0.00336515, 0.00263943, 0.00206853, 0.00161852, 0.0012639, 0.00097924, 0.0007725, 0.00060396, 0.0004734, 0.0003845, 0.00030756, 0.00024681, 0.00022014, 0.00016821, 0.00013688, 0.00011504, 0.00010544, 0.00008339, 0.00007463, 0.00007, 0.00004918, 0.00005094, 0.00003999, 0.00003025, 0.0000258, 0.00002427, 0.00001788, 0.00000967, 0.00000507, 0.00000406, 0.00000825, -0.00000422, -0.00000867, -0.00000603, -0.00000852, -0.00000991, -0.00000754, -0.00001465, -0.00001555, -0.00000275, 0.00000557, -0.00000467, 0.0000036, 0.00001156, -0.00000824, 0.0000004, 0.00000416, 0.00000455, 0.00000091, 0.00001572, -0.00000065, 0.00001792, 0.00000555, 0.00002037, 0.00000716, 0.00001795, 0.00001383, 0.00001668, 0.00001652, 0.00000673, 0.00002196, 0.00002304, 0.00001582, 0.0000226, 0.00001788, 0.00002372, 0.0000305, 0.0000298, 0.0000217, 0.00003146, 0.00003746, 0.00002756, 0.00004599, 0.00003626, 0.00004132, 0.00005914, 0.00005834, 0.00003608, 0.00006611, 0.0000548, 0.00004707, 0.00005205, 0.00006246, 0.00005388, 0.00005517, 0.00007542, 0.00004955, 0.00008131, 0.00006302, 0.00006359, 0.0000635, 0.00007524, 0.00008419, 0.00008583, 0.00008065, 0.00007755, 0.00008351, 0.00009849, 0.00008234, 0.00008707, 0.00008483, 0.00008782, 0.00009926, 0.00010449, 0.0001193, 0.0001297, 0.00012496, 0.00013019, 0.00012726, 0.00012817, 0.0001311, 0.00014144, 0.00014584, 0.00014315, 0.00014899, 0.0001437, 0.00015159, 0.00014749, 0.00015357, 0.00015484, 0.0001535, 0.00017479, 0.00015908, 0.00019411, 0.00017903, 0.00019205, 0.00020195, 0.00020025, 0.00019829, 0.00020782, 0.00020724, 0.00021303, 0.00020801, 0.00020857, 0.00021331, 0.0002325, 0.00021485, 0.00020668, 0.00023624, 0.00021536, 0.00023421, 0.00022672, 0.0002452, 0.00022853, 0.00023511, 0.00024189, 0.00025897, 0.00026067, 0.00024787, 0.00026515, 0.00029923, 0.00030312, 0.00028485, 0.00030239, 0.00029987, 0.00030788, 0.00029357, 0.0002814, 0.00028308, 0.00030621, 0.00030252, 0.00029346, 0.00029949, 0.00028066, 0.00032342, 0.00031554, 0.00032056, 0.00034059, 0.00033689, 0.00032992, 0.00034455, 0.00036242, 0.00035854, 0.00036219, 0.00037247, 0.00034152, 0.00036839, 0.0003786, 0.00036704, 0.00039584, 0.00039455, 0.00040141, 0.00040843, 0.00042926, 0.00041269, 0.00037336, 0.00041773, 0.00042074, 0.00041524, 0.00042642, 0.00042347, 0.00042919, 0.00043511, 0.00044587, 0.00044108, 0.00044572, 0.000411, 0.00043207, 0.00046723, 0.00040361, 0.00048109, 0.00045084, 0.0004157, 0.00049112, 0.00051503, 0.00053019, 0.00052443, 0.00051243, 0.00048613, 0.00047737, 0.00050303, 0.00049833, 0.00047703, 0.00048258, 0.00046947, 0.00054602, 0.00051245, 0.00054541, 0.00054925]
NUTNRB | 2014-10-17 |  | A01142 | 270 | CC_di | [46, 45, 50, 52, 47, 51, 49, 57, 66, 56, 68, 82, 146, 324, 760, 1652, 3060, 4854, 6780, 8581, 10157, 11526, 12746, 13940, 15153, 16436, 17908, 19553, 21412, 23496, 25835, 28330, 30981, 33620, 36086, 38272, 39920, 40902, 41155, 40676, 39521, 37912, 36070, 34223, 32443, 30884, 29590, 28603, 27909, 27511, 27412, 27534, 27915, 28536, 29347, 30372, 31554, 32846, 34263, 35751, 37247, 38656, 39949, 40964, 41646, 41922, 41743, 41130, 40052, 38616, 36924, 35075, 33158, 31318, 29530, 27881, 26410, 25092, 23887, 22900, 22032, 21276, 20684, 20210, 19869, 19626, 19494, 19468, 19551, 19726, 20002, 20342, 20769, 21253, 21784, 22332, 22894, 23423, 23869, 24197, 24394, 24416, 24270, 23959, 23480, 22846, 22120, 21332, 20488, 19697, 18898, 18160, 17497, 16899, 16335, 15888, 15482, 15148, 14902, 14701, 14591, 14520, 14543, 14597, 14743, 14920, 15168, 15466, 15826, 16243, 16678, 17166, 17674, 18222, 18810, 19418, 20019, 20642, 21247, 21832, 22418, 22928, 23423, 23834, 24148, 24391, 24557, 24617, 24605, 24498, 24275, 23996, 23648, 23234, 22771, 22272, 21733, 21191, 20647, 20076, 19562, 19038, 18564, 18122, 17682, 17262, 16889, 16508, 16138, 15766, 15402, 15033, 14704, 14360, 14068, 13827, 13571, 13380, 13215, 13086, 12964, 12870, 12818, 12760, 12718, 12669, 12634, 12604, 12562, 12504, 12467, 12414, 12359, 12309, 12286, 12270, 12254, 12234, 12210, 12199, 12175, 12190, 12205, 12206, 12209, 12182, 12164, 12151, 12108, 12058, 11988, 11910, 11793, 11700, 11568, 11425, 11289, 11125, 10938, 10767, 10603, 10411, 10192, 9994, 9762, 9488, 9247, 9016, 8800, 8602, 8431, 8262, 8104, 7967, 7856, 7756, 7634, 7562, 7422, 7280, 7154, 7030, 6915, 6804, 6699, 6603, 6535, 6488, 6434, 6377, 6344, 6314, 6312, 6312, 6312, 6312]
NUTNRB | 2016-01-01 |  | A01142 | 270 | CC_lower_wavelength_limit_for_spectra_fit | 217 | Constant | From GA01SUMO-00003
NUTNRB | 2016-01-01 |  | A01142 | 270 | CC_upper_wavelength_limit_for_spectra_fit | 240 | Constant
NUTNRB | 2016-01-01 |  | A01142 | 270 | CC_cal_temp | 19.98
NUTNRB | 2016-01-01 |  | A01142 | 270 | CC_wl | [189.64, 190.43, 191.23, 192.03, 192.83, 193.62, 194.42, 195.22, 196.02, 196.82, 197.62, 198.42, 199.22, 200.01, 200.81, 201.61, 202.41, 203.21, 204.01, 204.81, 205.61, 206.41, 207.22, 208.02, 208.82, 209.62, 210.42, 211.22, 212.02, 212.82, 213.62, 214.43, 215.23, 216.03, 216.83, 217.63, 218.44, 219.24, 220.04, 220.84, 221.65, 222.45, 223.25, 224.06, 224.86, 225.66, 226.46, 227.27, 228.07, 228.87, 229.68, 230.48, 231.29, 232.09, 232.89, 233.7, 234.5, 235.31, 236.11, 236.91, 237.72, 238.52, 239.33, 240.13, 240.94, 241.74, 242.55, 243.35, 244.15, 244.96, 245.76, 246.57, 247.37, 248.18, 248.98, 249.79, 250.59, 251.4, 252.2, 253.01, 253.81, 254.62, 255.42, 256.23, 257.04, 257.84, 258.65, 259.45, 260.26, 261.06, 261.87, 262.67, 263.48, 264.28, 265.09, 265.89, 266.7, 267.51, 268.31, 269.12, 269.92, 270.73, 271.53, 272.34, 273.14, 273.95, 274.75, 275.56, 276.36, 277.17, 277.97, 278.78, 279.58, 280.39, 281.19, 282, 282.8, 283.61, 284.41, 285.22, 286.02, 286.83, 287.63, 288.44, 289.24, 290.05, 290.85, 291.66, 292.46, 293.26, 294.07, 294.87, 295.68, 296.48, 297.28, 298.09, 298.89, 299.7, 300.5, 301.3, 302.11, 302.91, 303.71, 304.52, 305.32, 306.12, 306.93, 307.73, 308.53, 309.33, 310.14, 310.94, 311.74, 312.54, 313.35, 314.15, 314.95, 315.75, 316.55, 317.36, 318.16, 318.96, 319.76, 320.56, 321.36, 322.16, 322.96, 323.76, 324.57, 325.37, 326.17, 326.97, 327.77, 328.57, 329.37, 330.17, 330.96, 331.76, 332.56, 333.36, 334.16, 334.96, 335.76, 336.56, 337.35, 338.15, 338.95, 339.75, 340.55, 341.34, 342.14, 342.94, 343.73, 344.53, 345.33, 346.12, 346.92, 347.71, 348.51, 349.31, 350.1, 350.9, 351.69, 352.49, 353.28, 354.08, 354.87, 355.66, 356.46, 357.25, 358.04, 358.84, 359.63, 360.42, 361.22, 362.01, 362.8, 363.59, 364.38, 365.17, 365.97, 366.76, 367.55, 368.34, 369.13, 369.92, 370.71, 371.5, 372.29, 373.08, 373.86, 374.65, 375.44, 376.23, 377.02, 377.8, 378.59, 379.38, 380.17, 380.95, 381.74, 382.52, 383.31, 384.1, 384.88, 385.67, 386.45, 387.24, 388.02, 388.8, 389.59, 390.37, 391.15, 391.94, 392.72, 393.5]
NUTNRB | 2016-01-01 |  | A01142 | 270 | CC_eno3 | [-0.00185565, 0.00451102, 0.00032752, 0.00171482, -0.00274591, -0.00170736, 0.0032699, -0.00031188, 0.00167142, 0.01312364, 0.00501464, -0.00153899, 0.00055344, 0.00544413, 0.00724023, 0.00153202, 0.00606216, 0.00291527, 0.00150616, 0.00081999, -0.00212872, 0.00075952, 0.00166572, 0.00405915, 0.00624618, 0.00687403, 0.00666833, 0.00667069, 0.0066733, 0.00637552, 0.00600852, 0.00573807, 0.00537644, 0.0050424, 0.00468838, 0.00436641, 0.00403612, 0.00370952, 0.00339824, 0.00310007, 0.00280049, 0.0025224, 0.00225492, 0.00199633, 0.00176224, 0.00154177, 0.00133809, 0.00116421, 0.00099408, 0.00084937, 0.00071833, 0.00060792, 0.00051268, 0.00042308, 0.00034667, 0.00028303, 0.00022535, 0.00018252, 0.00014521, 0.00011207, 0.00007991, 0.00006, 0.00004431, 0.00003072, 0.00001897, 0.00001054, 0.00000018, -0.00000361, -0.00000464, -0.00001449, -0.00001323, -0.00001155, -0.00000745, -0.00001196, -0.00000704, -0.00000602, -0.00000281, 0.00000099, -0.00000873, -0.00000244, -0.00000212, -0.00000731, -0.00000178, -0.00000162, 0.00000535, 0.00001828, 0.00000564, 0.00001613, 0.00001984, 0.00002669, 0.00002635, 0.00003127, 0.00003407, 0.00003472, 0.0000415, 0.00003983, 0.00005355, 0.00005945, 0.00006758, 0.00007088, 0.00006991, 0.00006838, 0.0000718, 0.00007456, 0.00008736, 0.00008686, 0.00009435, 0.00009878, 0.00010016, 0.00009551, 0.00010514, 0.00010367, 0.00011487, 0.00011535, 0.00011482, 0.00012189, 0.00013716, 0.00013965, 0.00013978, 0.00015398, 0.00012931, 0.00015124, 0.00016288, 0.00014429, 0.00015503, 0.00016067, 0.00016332, 0.00017343, 0.0001752, 0.0001802, 0.00018826, 0.0001868, 0.00019391, 0.00019443, 0.00019229, 0.000197, 0.0002089, 0.00020872, 0.0002156, 0.00022376, 0.00021736, 0.00022556, 0.00023759, 0.00023418, 0.00023107, 0.00023544, 0.00023866, 0.00024066, 0.00025412, 0.00024998, 0.0002612, 0.00026532, 0.00027037, 0.00027117, 0.00027467, 0.00027816, 0.00028309, 0.00029588, 0.00029172, 0.00029639, 0.00029577, 0.00029491, 0.00030149, 0.00030533, 0.00030162, 0.00031177, 0.00031429, 0.00031051, 0.00032358, 0.0003156, 0.0003283, 0.00033058, 0.00034316, 0.00033625, 0.00034621, 0.00033716, 0.00034785, 0.00035728, 0.00035982, 0.00035215, 0.00034658, 0.00036305, 0.00037325, 0.00037471, 0.0003753, 0.00039678, 0.00038699, 0.0003892, 0.00039545, 0.00039273, 0.00040797, 0.00039303, 0.0004124, 0.00041293, 0.00040932, 0.00041469, 0.00043499, 0.0004305, 0.00043182, 0.00043228, 0.00043437, 0.00045305, 0.00044682, 0.00044811, 0.00045846, 0.00044901, 0.00044527, 0.00044236, 0.00047278, 0.0004649, 0.0004628, 0.00047169, 0.00047807, 0.00048881, 0.0004902, 0.00049328, 0.00048299, 0.00051213, 0.00049609, 0.00051488, 0.00049253, 0.00052033, 0.00052155, 0.00053376, 0.00051867, 0.00050999, 0.00053863, 0.00052624, 0.00052671, 0.00052701, 0.00054974, 0.00055872, 0.00054309, 0.00055068, 0.00056091, 0.00055834, 0.00054384, 0.00055672, 0.00058202, 0.00058338, 0.00057487, 0.0005944, 0.00057817, 0.00060409, 0.00058417, 0.00059094, 0.000587, 0.00062629, 0.00059903, 0.00061685, 0.00063487, 0.00062283, 0.00063287, 0.00062547, 0.00064032, 0.000644]
NUTNRB | 2016-01-01 |  | A01142 | 270 | CC_eswa | [0.00157936, 0.00723742, 0.00416222, 0.00455034, 0.00568443, 0.01262938, 0.00494421, 0.00874256, 0.00831966, 0.00911224, 0.00967704, 0.0112221, 0.01730932, 0.02898074, 0.04063908, 0.04553775, 0.0532078, 0.05809531, 0.06261065, 0.06319438, 0.06856905, 0.06577382, 0.06052179, 0.05563519, 0.04865277, 0.04204209, 0.0356583, 0.02979502, 0.0245698, 0.02020713, 0.01647696, 0.01332929, 0.01071684, 0.00858788, 0.00684881, 0.00544246, 0.00430458, 0.00339434, 0.00267265, 0.00209548, 0.00164642, 0.00128, 0.00101319, 0.00079318, 0.00062234, 0.0004931, 0.00039841, 0.00031057, 0.000258, 0.00020687, 0.00017935, 0.00014654, 0.00012304, 0.00011367, 0.0000894, 0.00007952, 0.0000718, 0.00005515, 0.00004954, 0.00004212, 0.00003634, 0.00002377, 0.00001777, 0.00001205, 0.00000644, 0.0000036, 0.00000112, -0.00000133, -0.00000585, -0.00000401, -0.00000576, 0.00000147, -0.0000062, 0.00000092, -0.00000511, -0.00000391, -0.0000086, 0.00000055, 0.00000733, -0.00000714, -0.00000404, 0.00000311, 0.00000304, 0.00000048, 0.00000903, -0.00001223, 0.00000814, 0.0000069, 0.00001495, 0.00000541, 0.00001166, 0.00001371, 0.00000739, 0.0000136, 0.00001684, 0.00002116, 0.0000211, 0.00001601, 0.00001663, 0.00002682, 0.00002227, 0.0000338, 0.00003024, 0.00004692, 0.00004003, 0.00005063, 0.00003896, 0.00004642, 0.00004453, 0.00004034, 0.00004828, 0.00004848, 0.00005453, 0.0000528, 0.00006772, 0.00005645, 0.00006629, 0.00005476, 0.00006304, 0.00006162, 0.00006927, 0.00008043, 0.00007236, 0.00008694, 0.00008571, 0.0001116, 0.00009354, 0.00009917, 0.00010321, 0.00009308, 0.00009258, 0.00011718, 0.00011391, 0.0001184, 0.0001307, 0.00012507, 0.00012913, 0.00013443, 0.00013735, 0.00012814, 0.00013964, 0.00014329, 0.0001397, 0.00014193, 0.00015552, 0.00016876, 0.00016709, 0.00017656, 0.00017858, 0.00018733, 0.00017783, 0.00018434, 0.00018324, 0.0001895, 0.00019004, 0.0001978, 0.0002007, 0.00019842, 0.00019689, 0.00020345, 0.00020827, 0.00021439, 0.00021621, 0.00022195, 0.0002325, 0.00023169, 0.00023493, 0.00025119, 0.00025401, 0.00026728, 0.00025706, 0.0002603, 0.00025069, 0.000271, 0.00027783, 0.00029428, 0.00027451, 0.00029401, 0.00030152, 0.00031367, 0.00031877, 0.0003138, 0.00030698, 0.00029635, 0.00031266, 0.00030109, 0.00033151, 0.00033774, 0.00033548, 0.00034543, 0.00034406, 0.00036065, 0.00036969, 0.00035682, 0.00038517, 0.00036462, 0.00036136, 0.00037432, 0.00038544, 0.00037833, 0.00039521, 0.00037751, 0.00039159, 0.00040954, 0.00039563, 0.00041347, 0.0004188, 0.0004251, 0.00039935, 0.00042385, 0.00042408, 0.00044392, 0.00044301, 0.00045098, 0.00044987, 0.00044441, 0.00045725, 0.00046409, 0.0004376, 0.00045613, 0.00048478, 0.00048066, 0.00050919, 0.00048261, 0.00050703, 0.00051158, 0.00050611, 0.00049885, 0.00052163, 0.00052778, 0.00049668, 0.00050234, 0.00051827, 0.00053041, 0.00051771, 0.00055715, 0.00054747, 0.00058049, 0.00054689, 0.00056281, 0.00057597, 0.00056629, 0.00057311, 0.00054056, 0.00057489, 0.00058752, 0.00058765, 0.00056463, 0.00058102, 0.00060683, 0.00059077, 0.0005781, 0.00058794, 0.00061645, 0.00061507, 0.00061942]
NUTNRB | 2016-01-01 |  | A01142 | 270 | CC_di | [47, 46, 49, 52, 52, 62, 49, 60, 60, 66, 69, 83, 163, 401, 933, 1987, 3650, 5687, 7838, 9755, 11380, 12721, 13889, 15025, 16142, 17342, 18722, 20289, 22085, 24116, 26423, 28910, 31530, 34152, 36662, 38901, 40597, 41661, 42017, 41605, 40484, 38876, 37050, 35151, 33307, 31692, 30330, 29281, 28533, 28075, 27949, 28021, 28374, 28965, 29741, 30724, 31883, 33155, 34561, 36036, 37521, 38936, 40240, 41273, 41978, 42281, 42135, 41537, 40502, 39110, 37427, 35590, 33664, 31796, 29991, 28311, 26794, 25439, 24238, 23180, 22285, 21532, 20925, 20415, 20053, 19778, 19656, 19627, 19715, 19876, 20133, 20514, 20913, 21429, 21975, 22543, 23141, 23696, 24171, 24554, 24777, 24862, 24756, 24493, 24040, 23464, 22739, 21965, 21149, 20318, 19538, 18770, 18091, 17463, 16917, 16433, 16028, 15682, 15421, 15231, 15106, 15055, 15072, 15141, 15267, 15485, 15729, 16048, 16412, 16814, 17267, 17794, 18333, 18897, 19524, 20151, 20807, 21457, 22109, 22717, 23331, 23880, 24391, 24832, 25203, 25486, 25670, 25775, 25775, 25677, 25482, 25204, 24872, 24439, 23967, 23459, 22916, 22344, 21756, 21190, 20637, 20093, 19587, 19123, 18670, 18235, 17827, 17457, 17074, 16707, 16325, 15937, 15578, 15242, 14944, 14683, 14415, 14208, 14039, 13886, 13779, 13678, 13611, 13544, 13511, 13466, 13430, 13400, 13359, 13333, 13287, 13237, 13197, 13147, 13147, 13121, 13108, 13092, 13080, 13067, 13063, 13052, 13068, 13079, 13063, 13045, 13036, 13028, 12967, 12920, 12859, 12789, 12689, 12583, 12443, 12287, 12116, 11958, 11735, 11594, 11409, 11230, 11039, 10781, 10520, 10241, 9973, 9711, 9480, 9268, 9073, 8891, 8727, 8588, 8465, 8355, 8266, 8168, 8023, 7871, 7712, 7571, 7441, 7310, 7202, 7134, 7043, 6982, 6931, 6894, 6850, 6806, 6804, 6823, 6800, 6800]
NUTNRB | 2014-10-22 |  | A01143 | 271 | CC_lower_wavelength_limit_for_spectra_fit | 217 | Constant | From GI01SUMO-00002
NUTNRB | 2014-10-22 |  | A01143 | 271 | CC_upper_wavelength_limit_for_spectra_fit | 240 | Constant
NUTNRB | 2014-10-22 |  | A01143 | 271 | CC_cal_temp | 19.98
NUTNRB | 2014-10-22 |  | A01143 | 271 | CC_wl | [189.18, 189.97, 190.77, 191.57, 192.37, 193.16, 193.96, 194.76, 195.56, 196.36, 197.15, 197.95, 198.75, 199.55, 200.35, 201.15, 201.95, 202.75, 203.54, 204.34, 205.14, 205.94, 206.74, 207.54, 208.34, 209.14, 209.94, 210.74, 211.54, 212.34, 213.14, 213.94, 214.74, 215.54, 216.34, 217.15, 217.95, 218.75, 219.55, 220.35, 221.15, 221.95, 222.75, 223.55, 224.36, 225.16, 225.96, 226.76, 227.56, 228.36, 229.17, 229.97, 230.77, 231.57, 232.37, 233.18, 233.98, 234.78, 235.58, 236.38, 237.19, 237.99, 238.79, 239.59, 240.4, 241.2, 242, 242.8, 243.61, 244.41, 245.21, 246.01, 246.82, 247.62, 248.42, 249.22, 250.03, 250.83, 251.63, 252.44, 253.24, 254.04, 254.84, 255.65, 256.45, 257.25, 258.05, 258.86, 259.66, 260.46, 261.26, 262.07, 262.87, 263.67, 264.47, 265.28, 266.08, 266.88, 267.68, 268.49, 269.29, 270.09, 270.89, 271.7, 272.5, 273.3, 274.1, 274.9, 275.71, 276.51, 277.31, 278.11, 278.91, 279.71, 280.52, 281.32, 282.12, 282.92, 283.72, 284.52, 285.32, 286.13, 286.93, 287.73, 288.53, 289.33, 290.13, 290.93, 291.73, 292.53, 293.33, 294.13, 294.93, 295.73, 296.53, 297.33, 298.13, 298.93, 299.73, 300.53, 301.33, 302.13, 302.93, 303.73, 304.53, 305.33, 306.13, 306.93, 307.73, 308.52, 309.32, 310.12, 310.92, 311.72, 312.51, 313.31, 314.11, 314.91, 315.7, 316.5, 317.3, 318.1, 318.89, 319.69, 320.49, 321.28, 322.08, 322.87, 323.67, 324.47, 325.26, 326.06, 326.85, 327.65, 328.44, 329.24, 330.03, 330.83, 331.62, 332.41, 333.21, 334, 334.79, 335.59, 336.38, 337.17, 337.97, 338.76, 339.55, 340.34, 341.14, 341.93, 342.72, 343.51, 344.3, 345.09, 345.88, 346.67, 347.46, 348.26, 349.05, 349.83, 350.62, 351.41, 352.2, 352.99, 353.78, 354.57, 355.36, 356.15, 356.93, 357.72, 358.51, 359.29, 360.08, 360.87, 361.65, 362.44, 363.23, 364.01, 364.8, 365.58, 366.37, 367.15, 367.94, 368.72, 369.5, 370.29, 371.07, 371.85, 372.64, 373.42, 374.2, 374.98, 375.77, 376.55, 377.33, 378.11, 378.89, 379.67, 380.45, 381.23, 382.01, 382.79, 383.57, 384.35, 385.13, 385.9, 386.68, 387.46, 388.24, 389.01, 389.79, 390.57, 391.34, 392.12]
NUTNRB | 2014-10-22 |  | A01143 | 271 | CC_eno3 | [-0.00977088, -0.00026268, 0.01364784, -0.01634308, 0.02984919, 0.02672865, -0.0033714, 0.00605033, -0.00464429, -0.02576879, 0.00322143, -0.00023318, -0.0030788, 0.00268538, -0.00577053, -0.00545284, -0.00140401, 0.00630738, -0.00214166, 0.00451685, 0.00177293, 0.00413915, 0.0055052, 0.00676587, 0.00664444, 0.00705153, 0.00705375, 0.00699579, 0.00669404, 0.00637653, 0.00613214, 0.00579755, 0.005507, 0.00516202, 0.00483058, 0.00450598, 0.00417321, 0.00384325, 0.00354032, 0.00323395, 0.00293388, 0.00265392, 0.00238421, 0.00213276, 0.00188902, 0.00166611, 0.00145733, 0.00127734, 0.00110693, 0.0009468, 0.00081024, 0.00068473, 0.00057166, 0.00047805, 0.00040493, 0.00032846, 0.0002794, 0.00022427, 0.00017525, 0.00013686, 0.00010845, 0.00008411, 0.0000641, 0.00005418, 0.00003244, 0.00002302, 0.00000963, 0.00000882, 0.00000052, -0.00000696, -0.00001008, -0.00000866, -0.00001419, -0.00001356, -0.00002198, -0.00001404, -0.00001682, -0.00001033, -0.00001158, -0.00000699, -0.0000104, 0.00000905, 0.00000924, 0.00000581, 0.00001331, 0.00000418, 0.0000104, 0.00000958, 0.0000096, 0.00001658, 0.00002496, 0.00002125, 0.00002685, 0.00003516, 0.00003568, 0.00003579, 0.00003775, 0.00003718, 0.00004307, 0.00004726, 0.00004658, 0.00005161, 0.00006173, 0.00005878, 0.00006134, 0.00006482, 0.00006924, 0.00007099, 0.00007694, 0.00008017, 0.00008478, 0.00008633, 0.00008544, 0.00008226, 0.00009838, 0.00009124, 0.00009687, 0.0000937, 0.00009471, 0.00011826, 0.00010874, 0.00010719, 0.00012663, 0.00010844, 0.0001236, 0.00012163, 0.00011904, 0.0001183, 0.00015652, 0.00013438, 0.00013926, 0.00014842, 0.00013723, 0.00014884, 0.00015279, 0.00015117, 0.00016044, 0.0001679, 0.00016273, 0.00016335, 0.00016668, 0.00017293, 0.00017289, 0.0001758, 0.00018185, 0.00018626, 0.00018693, 0.00018479, 0.000189, 0.00019356, 0.00019176, 0.00019539, 0.00020015, 0.00020352, 0.00020836, 0.0002002, 0.00020916, 0.00021346, 0.00022008, 0.00021793, 0.00022515, 0.00022809, 0.0002289, 0.00022837, 0.00022549, 0.00024112, 0.00023673, 0.00024186, 0.00023886, 0.00024903, 0.0002467, 0.00024357, 0.00025364, 0.00025743, 0.00026063, 0.00026151, 0.00026703, 0.00027145, 0.00027402, 0.00028035, 0.00028423, 0.00028022, 0.00028928, 0.00027697, 0.00029766, 0.00028838, 0.00029562, 0.0002923, 0.00029599, 0.00030691, 0.00029978, 0.00031448, 0.00031974, 0.0003131, 0.0003198, 0.00032051, 0.00032495, 0.0003196, 0.00033084, 0.00034367, 0.00033068, 0.00034038, 0.00034858, 0.00033486, 0.00036114, 0.00034671, 0.00035261, 0.00035328, 0.00035244, 0.00036282, 0.00036272, 0.00036711, 0.00037747, 0.00037517, 0.00037438, 0.00037358, 0.00037497, 0.00037412, 0.0003679, 0.00036915, 0.00038128, 0.00038649, 0.00039178, 0.00039389, 0.00039521, 0.00041379, 0.00041364, 0.00041251, 0.00041383, 0.00042315, 0.00041899, 0.000408, 0.00042216, 0.00041446, 0.00043596, 0.00042305, 0.000439, 0.00043178, 0.00043777, 0.00045755, 0.0004608, 0.00045748, 0.00047181, 0.00046607, 0.00045995, 0.00047472, 0.00048628, 0.0004834, 0.00049142, 0.00048224, 0.00049152, 0.00048443, 0.00048105, 0.00050054, 0.00051535, 0.00051823]
NUTNRB | 2014-10-22 |  | A01143 | 271 | CC_eswa | [0.02623078, 0.00307409, 0.01158971, 0.0247778, 0.01126449, 0.01694444, 0.01752156, 0.00470327, 0.01906308, 0.04221774, 0.01655985, 0.03635671, 0.04437151, 0.05191765, 0.07860662, 0.07248934, 0.07740415, 0.08054293, 0.08210633, 0.07956573, 0.07986747, 0.0734294, 0.06814571, 0.06269964, 0.0545606, 0.04628339, 0.03920692, 0.0325995, 0.02686499, 0.02207265, 0.01797176, 0.01451791, 0.01167934, 0.00934559, 0.00743096, 0.00589644, 0.00466965, 0.00368243, 0.00289315, 0.00227066, 0.00176509, 0.00138323, 0.0010839, 0.00083857, 0.00065827, 0.00051795, 0.00040682, 0.0003217, 0.00025331, 0.00021638, 0.00017155, 0.0001498, 0.00012084, 0.00010584, 0.00009298, 0.00007543, 0.00006084, 0.00005016, 0.00004646, 0.00003276, 0.00003113, 0.00002229, 0.00001126, 0.00001222, 0.00001338, 0.00000307, 0.00000447, -0.00000384, -0.00001016, 0.00000443, -0.00000193, -0.00000867, 0.00000215, 0.00000356, 0.00000378, 0.00000102, 0.00000499, -0.00000783, -0.00000576, -0.00001109, -0.00000391, -0.00000845, -0.00000267, -0.00000155, 0.00000246, 0.0000081, -0.0000035, 0.00000865, 0.0000093, 0.00000181, 0.0000077, 0.00002805, 0.00001408, 0.00000895, 0.00002082, 0.00001924, 0.00001018, 0.00002678, 0.00001122, 0.00002506, 0.00003575, 0.00003324, 0.00002205, 0.00003094, 0.00003277, 0.00002909, 0.00003822, 0.0000431, 0.00003156, 0.00003738, 0.00004824, 0.00004095, 0.00005565, 0.00006327, 0.00004958, 0.00006039, 0.00005636, 0.00005897, 0.00008121, 0.00005889, 0.00005828, 0.00007188, 0.00005752, 0.0000656, 0.00007792, 0.00007756, 0.00006976, 0.00007938, 0.0000965, 0.00006619, 0.00008513, 0.0000765, 0.00009858, 0.00008264, 0.00009381, 0.00010338, 0.00011083, 0.00011632, 0.00012062, 0.00011737, 0.00012914, 0.00011816, 0.00013273, 0.00012941, 0.00012505, 0.00012894, 0.00012516, 0.00013686, 0.00013866, 0.0001549, 0.00015027, 0.0001596, 0.00017287, 0.00016804, 0.0001723, 0.00018997, 0.00018382, 0.00019017, 0.0001827, 0.00018762, 0.00018774, 0.00019362, 0.00020357, 0.00019833, 0.00021649, 0.00020866, 0.00021978, 0.00022553, 0.00023083, 0.00022767, 0.00024024, 0.00025781, 0.00023456, 0.00024027, 0.00025776, 0.00024897, 0.00027211, 0.00025764, 0.00025516, 0.0002624, 0.00027838, 0.0002685, 0.00027429, 0.00028099, 0.00026368, 0.0002886, 0.00029625, 0.0002962, 0.00029606, 0.00030895, 0.00030351, 0.000321, 0.00031895, 0.00031682, 0.00031641, 0.0003351, 0.00032648, 0.0003361, 0.00033381, 0.00032604, 0.00034303, 0.00034986, 0.00033748, 0.00035353, 0.00036406, 0.00036089, 0.00035957, 0.00038733, 0.00036785, 0.00036746, 0.00038874, 0.0003784, 0.00036899, 0.00039111, 0.00038615, 0.00039114, 0.00042806, 0.00041758, 0.00041618, 0.0004389, 0.00043377, 0.00041323, 0.00042965, 0.00044627, 0.00043477, 0.0004407, 0.00044567, 0.00044133, 0.00048142, 0.00048159, 0.00047386, 0.00049165, 0.00047188, 0.00048059, 0.00049309, 0.00050333, 0.00048068, 0.0004995, 0.00052376, 0.00049113, 0.00048844, 0.00050277, 0.00048496, 0.00051192, 0.00053695, 0.00050979, 0.00051503, 0.00052619, 0.00052718, 0.0005356, 0.00056082, 0.00052214, 0.00055679, 0.00057477, 0.00054607, 0.00055014]
NUTNRB | 2014-10-22 |  | A01143 | 271 | CC_di | [38, 38, 45, 34, 39, 45, 47, 37, 44, 51, 40, 98, 300, 904, 2418, 5318, 9558, 14457, 18898, 22070, 23902, 24702, 24895, 24872, 24804, 24905, 25207, 25806, 26701, 27940, 29478, 31320, 33452, 35736, 38154, 40459, 42508, 44121, 45068, 45306, 44762, 43556, 41799, 39796, 37693, 35679, 33928, 32456, 31296, 30464, 29944, 29756, 29842, 30169, 30763, 31576, 32577, 33759, 35146, 36618, 38233, 39882, 41475, 43023, 44360, 45372, 46002, 46188, 45811, 45064, 43816, 42158, 40309, 38302, 36253, 34236, 32353, 30562, 28967, 27531, 26298, 25213, 24301, 23526, 22902, 22395, 22038, 21832, 21710, 21716, 21845, 22089, 22433, 22874, 23406, 24019, 24674, 25373, 26049, 26717, 27315, 27804, 28139, 28303, 28304, 28103, 27719, 27191, 26512, 25728, 24897, 24030, 23170, 22359, 21578, 20863, 20212, 19644, 19174, 18762, 18426, 18183, 18006, 17906, 17899, 17944, 18044, 18239, 18531, 18815, 19207, 19639, 20122, 20639, 21218, 21812, 22455, 23135, 23822, 24509, 25240, 25918, 26625, 27290, 27922, 28531, 29052, 29503, 29905, 30225, 30385, 30478, 30482, 30355, 30138, 29820, 29427, 28971, 28426, 27867, 27283, 26677, 26087, 25466, 24862, 24234, 23637, 22985, 22350, 21734, 21151, 20586, 20011, 19486, 19032, 18588, 18210, 17822, 17460, 17154, 16885, 16598, 16359, 16122, 15900, 15709, 15537, 15351, 15183, 15055, 14931, 14810, 14698, 14579, 14514, 14476, 14432, 14392, 14375, 14333, 14339, 14348, 14355, 14390, 14427, 14440, 14482, 14511, 14521, 14542, 14563, 14575, 14575, 14552, 14507, 14465, 14423, 14338, 14246, 14130, 14002, 13873, 13742, 13592, 13384, 13144, 12867, 12600, 12346, 12098, 11870, 11647, 11416, 11223, 11054, 10908, 10755, 10613, 10477, 10296, 10098, 9911, 9704, 9523, 9374, 9213, 9071, 8967, 8871, 8759, 8694, 8607, 8570, 8533, 8394, 8394]
NUTNRB | 2014-04-23 |  | A01066 | 272 | CC_lower_wavelength_limit_for_spectra_fit | 217 | Constant | From GA01SUMO-00001
NUTNRB | 2014-04-23 |  | A01066 | 272 | CC_upper_wavelength_limit_for_spectra_fit | 240 | Constant
NUTNRB | 2014-04-23 |  | A01066 | 272 | CC_cal_temp | 19.94
NUTNRB | 2014-04-23 |  | A01066 | 272 | CC_wl | [189.4, 190.2, 190.99, 191.79, 192.58, 193.38, 194.18, 194.97, 195.77, 196.57, 197.36, 198.16, 198.96, 199.76, 200.55, 201.35, 202.15, 202.95, 203.75, 204.54, 205.34, 206.14, 206.94, 207.74, 208.54, 209.34, 210.14, 210.94, 211.74, 212.54, 213.34, 214.14, 214.94, 215.74, 216.54, 217.34, 218.14, 218.94, 219.74, 220.54, 221.34, 222.14, 222.94, 223.75, 224.55, 225.35, 226.15, 226.95, 227.75, 228.56, 229.36, 230.16, 230.96, 231.77, 232.57, 233.37, 234.17, 234.98, 235.78, 236.58, 237.39, 238.19, 238.99, 239.79, 240.6, 241.4, 242.2, 243.01, 243.81, 244.62, 245.42, 246.22, 247.03, 247.83, 248.63, 249.44, 250.24, 251.05, 251.85, 252.65, 253.46, 254.26, 255.07, 255.87, 256.68, 257.48, 258.28, 259.09, 259.89, 260.7, 261.5, 262.31, 263.11, 263.92, 264.72, 265.53, 266.33, 267.13, 267.94, 268.74, 269.55, 270.35, 271.16, 271.96, 272.77, 273.57, 274.38, 275.18, 275.99, 276.79, 277.59, 278.4, 279.2, 280.01, 280.81, 281.62, 282.42, 283.23, 284.03, 284.83, 285.64, 286.44, 287.25, 288.05, 288.86, 289.66, 290.46, 291.27, 292.07, 292.88, 293.68, 294.48, 295.29, 296.09, 296.89, 297.7, 298.5, 299.31, 300.11, 300.91, 301.72, 302.52, 303.32, 304.13, 304.93, 305.73, 306.53, 307.34, 308.14, 308.94, 309.74, 310.55, 311.35, 312.15, 312.95, 313.76, 314.56, 315.36, 316.16, 316.96, 317.77, 318.57, 319.37, 320.17, 320.97, 321.77, 322.57, 323.37, 324.17, 324.97, 325.77, 326.58, 327.38, 328.18, 328.98, 329.78, 330.57, 331.37, 332.17, 332.97, 333.77, 334.57, 335.37, 336.17, 336.97, 337.77, 338.56, 339.36, 340.16, 340.96, 341.76, 342.55, 343.35, 344.15, 344.94, 345.74, 346.54, 347.33, 348.13, 348.93, 349.72, 350.52, 351.31, 352.11, 352.9, 353.7, 354.49, 355.29, 356.08, 356.88, 357.67, 358.47, 359.26, 360.05, 360.85, 361.64, 362.43, 363.22, 364.02, 364.81, 365.6, 366.39, 367.18, 367.98, 368.77, 369.56, 370.35, 371.14, 371.93, 372.72, 373.51, 374.3, 375.09, 375.88, 376.67, 377.46, 378.24, 379.03, 379.82, 380.61, 381.39, 382.18, 382.97, 383.76, 384.54, 385.33, 386.11, 386.9, 387.68, 388.47, 389.25, 390.04, 390.82, 391.61, 392.39, 393.17]
NUTNRB | 2014-04-23 |  | A01066 | 272 | CC_eno3 | [-0.0051619, -0.00840754, -0.00327169, -0.00126221, -0.00156534, 0.0006892, 0.00225545, 0.00506874, 0.00677469, 0.0042097, 0.00296372, 0.00566682, 0.00051142, 0.00235672, -0.00168489, 0.00134986, 0.00137013, 0.00330958, 0.0018265, 0.00519198, 0.00216117, 0.00266373, 0.00419007, 0.00504158, 0.00567322, 0.0062571, 0.0063939, 0.00649989, 0.00632099, 0.00613668, 0.00587587, 0.00560993, 0.00531826, 0.00498008, 0.00469684, 0.00437719, 0.00406134, 0.00374732, 0.00343862, 0.00313952, 0.00284741, 0.00256637, 0.00228883, 0.00204905, 0.0018102, 0.00158433, 0.00138124, 0.00120831, 0.00103766, 0.00088757, 0.0007611, 0.00064868, 0.00055383, 0.00046071, 0.00037939, 0.00031837, 0.00025869, 0.00020978, 0.00017259, 0.00014088, 0.00010798, 0.00008337, 0.00006863, 0.00004543, 0.00003352, 0.00002238, 0.00000808, 0.00000904, -0.00000001, -0.00000774, -0.00000726, -0.00001119, -0.00001381, -0.00001167, -0.0000128, -0.00001992, -0.00001318, -0.00001554, -0.00001401, -0.00000109, -0.00000239, 0.0000009, 0.00000066, 0.00001286, 0.00000236, 0.00000165, 0.00000433, 0.00001616, 0.00001866, 0.00001679, 0.00001787, 0.0000321, 0.00002968, 0.00002825, 0.00002409, 0.00003232, 0.00003263, 0.00003667, 0.00003836, 0.00004032, 0.00004929, 0.00005186, 0.00004477, 0.00004769, 0.00005668, 0.00004729, 0.00005608, 0.00006542, 0.00006621, 0.00006125, 0.00006836, 0.00008424, 0.00007744, 0.00008974, 0.00008875, 0.00008654, 0.00010417, 0.00009073, 0.00010759, 0.00011464, 0.00012288, 0.00010243, 0.00011571, 0.00011013, 0.00011022, 0.00011858, 0.00012049, 0.00011692, 0.00013559, 0.00012182, 0.0001317, 0.00013174, 0.00014183, 0.00014792, 0.0001574, 0.00014801, 0.00015196, 0.00015845, 0.00016599, 0.00016407, 0.00016079, 0.00016511, 0.00017361, 0.00016609, 0.00016997, 0.00018192, 0.00018125, 0.00017653, 0.00018104, 0.00018362, 0.00018979, 0.00019028, 0.0001976, 0.00020182, 0.0001991, 0.00020637, 0.00021182, 0.00020419, 0.00021527, 0.00020652, 0.00021744, 0.00022303, 0.00022177, 0.00022175, 0.00022957, 0.00023652, 0.00023086, 0.00024048, 0.00023478, 0.00024396, 0.00023036, 0.00024426, 0.00023952, 0.00024034, 0.00024418, 0.00025049, 0.00024707, 0.00025255, 0.00025604, 0.000252, 0.00026048, 0.00027562, 0.00026781, 0.00027468, 0.00028019, 0.00027078, 0.00027822, 0.00028769, 0.00029237, 0.00030647, 0.00030457, 0.00030589, 0.00029661, 0.00030136, 0.00030472, 0.00031007, 0.00029674, 0.00031274, 0.00031149, 0.0003129, 0.00031095, 0.00029236, 0.00031106, 0.00030381, 0.00031461, 0.00032277, 0.00032427, 0.00031985, 0.00032282, 0.00033397, 0.00034462, 0.00035486, 0.00034502, 0.00036536, 0.0003591, 0.00035184, 0.00037252, 0.00036301, 0.00038296, 0.00037309, 0.00037233, 0.00037781, 0.00037282, 0.00038447, 0.00039234, 0.00040429, 0.00040006, 0.00039524, 0.0003773, 0.00040201, 0.00040201, 0.00039977, 0.0003909, 0.00041157, 0.0004098, 0.00041988, 0.00042566, 0.00042344, 0.00043289, 0.00042276, 0.00040164, 0.00043398, 0.00043173, 0.00041787, 0.00047433, 0.00043337, 0.00047012, 0.00042407, 0.00042052, 0.00042343, 0.00047139, 0.00045572, 0.00044915, 0.00046271, 0.0004485, 0.0004512]
NUTNRB | 2014-04-23 |  | A01066 | 272 | CC_eswa | [0.01486279, 0.01597661, 0.01808268, 0.01265759, 0.01339833, 0.01250553, 0.01089013, 0.00800583, 0.00673434, 0.00773735, 0.0077135, 0.01058005, 0.02254735, 0.03178586, 0.04572343, 0.05102433, 0.06014826, 0.06244274, 0.06347948, 0.06412114, 0.06479182, 0.06263482, 0.06056302, 0.0564301, 0.05015484, 0.04361006, 0.03720341, 0.03112618, 0.02585694, 0.02131736, 0.01741996, 0.01415485, 0.01143808, 0.00920638, 0.00736123, 0.00586664, 0.00464733, 0.00365684, 0.00287603, 0.00224157, 0.00174089, 0.00134027, 0.00104219, 0.00079963, 0.0006249, 0.00048997, 0.0003678, 0.00028948, 0.00024067, 0.00019301, 0.00015574, 0.00012986, 0.00009039, 0.00007835, 0.00006941, 0.00005072, 0.00004812, 0.00004116, 0.00002846, 0.00002796, 0.00001696, 0.00001272, 0.00001289, 0.00001398, 0.00000666, 0.00000206, 0.00000437, -0.00000458, -0.00000311, -0.00000485, -0.00000305, 0.00000249, -0.00000258, 0.0000006, -0.00000113, 0.00000878, 0.00000479, -0.00000163, 0.00000658, -0.00000752, 0.00000245, -0.00000744, -0.00000885, -0.00001947, 0.00000637, 0.00000316, -0.00000042, 0.00000495, 0.00001138, 0.00001178, 0.00001428, 0.00000905, 0.00000814, 0.00001839, 0.00002636, 0.00002546, 0.00003463, 0.00003792, 0.00004242, 0.00003605, 0.00003846, 0.00003889, 0.00004334, 0.00004519, 0.00004648, 0.00005424, 0.00005402, 0.00004912, 0.00004801, 0.0000636, 0.00005667, 0.00005047, 0.00006329, 0.0000575, 0.00006858, 0.00006279, 0.00006501, 0.00007916, 0.0000762, 0.00005962, 0.00005899, 0.00007658, 0.00007163, 0.00007716, 0.00010131, 0.00010604, 0.00010979, 0.00011474, 0.00010502, 0.00011662, 0.00011334, 0.00011047, 0.00011283, 0.0001187, 0.00011487, 0.00013065, 0.00013092, 0.00013865, 0.00014619, 0.00014061, 0.000147, 0.00015471, 0.0001525, 0.00016226, 0.00015974, 0.00014962, 0.00016233, 0.00017604, 0.00018424, 0.00018124, 0.00019688, 0.00021029, 0.00020158, 0.00020325, 0.00021919, 0.00020401, 0.00021288, 0.00022147, 0.00021653, 0.00022626, 0.00023126, 0.00022936, 0.00023407, 0.00025253, 0.00023235, 0.00023545, 0.00025384, 0.00024599, 0.0002636, 0.00026473, 0.00028375, 0.00027579, 0.00029911, 0.00029281, 0.00030784, 0.00030866, 0.00031306, 0.00030487, 0.00031935, 0.00031946, 0.00031053, 0.00031842, 0.00033363, 0.00032191, 0.00032402, 0.0003261, 0.00033791, 0.00033102, 0.00033391, 0.00032462, 0.00034783, 0.0003385, 0.00036821, 0.00035488, 0.00036746, 0.00036549, 0.00038379, 0.00037528, 0.00039354, 0.00039968, 0.00040658, 0.00042567, 0.00041798, 0.00042735, 0.00042784, 0.00041625, 0.00042401, 0.00044083, 0.00045365, 0.00044691, 0.00044748, 0.00045643, 0.00046126, 0.00043451, 0.00043906, 0.00045147, 0.00046681, 0.0004744, 0.000471, 0.00046821, 0.0004979, 0.00048434, 0.00049217, 0.00049608, 0.00048099, 0.00049734, 0.00050322, 0.00050915, 0.00052694, 0.00053322, 0.00052721, 0.00054208, 0.00056884, 0.00054291, 0.00054109, 0.00053771, 0.00055302, 0.00053579, 0.00057485, 0.00057136, 0.00058483, 0.00056351, 0.00060524, 0.00060586, 0.00057709, 0.00060178, 0.00057515, 0.0006064, 0.00059508, 0.00062359, 0.00058957, 0.00062462, 0.00062746, 0.00060126, 0.00066437, 0.00066879]
NUTNRB | 2014-04-23 |  | A01066 | 272 | CC_di | [74.0, 63.0, 78.0, 87.0, 92.0, 94.0, 114.0, 103.0, 116.0, 127.0, 123.0, 176.0, 333.0, 810.0, 1899.0, 3984.0, 7164.0, 11010.0, 14724.0, 17738.0, 19930.0, 21473.0, 22646.0, 23729.0, 24818.0, 26151.0, 27754.0, 29684.0, 31938.0, 34585.0, 37482.0, 40603.0, 43774.0, 46750.0, 49360.0, 51322.0, 52413.0, 52528.0, 51726.0, 50086.0, 47890.0, 45369.0, 42828.0, 40485.0, 38430.0, 36710.0, 35390.0, 34480.0, 33962.0, 33786.0, 33940.0, 34427.0, 35200.0, 36248.0, 37554.0, 39086.0, 40778.0, 42585.0, 44474.0, 46313.0, 47966.0, 49411.0, 50465.0, 51072.0, 51087.0, 50522.0, 49431.0, 47834.0, 45856.0, 43622.0, 41311.0, 38948.0, 36683.0, 34572.0, 32630.0, 30925.0, 29398.0, 28035.0, 26915.0, 25932.0, 25131.0, 24478.0, 23959.0, 23598.0, 23379.0, 23254.0, 23270.0, 23421.0, 23664.0, 23986.0, 24431.0, 24944.0, 25500.0, 26128.0, 26750.0, 27376.0, 27923.0, 28391.0, 28714.0, 28882.0, 28853.0, 28610.0, 28182.0, 27549.0, 26793.0, 25896.0, 24946.0, 23950.0, 22975.0, 22050.0, 21181.0, 20391.0, 19679.0, 19068.0, 18531.0, 18087.0, 17746.0, 17454.0, 17251.0, 17127.0, 17062.0, 17097.0, 17184.0, 17364.0, 17614.0, 17937.0, 18322.0, 18789.0, 19307.0, 19881.0, 20530.0, 21206.0, 21941.0, 22714.0, 23507.0, 24324.0, 25134.0, 25947.0, 26731.0, 27495.0, 28171.0, 28795.0, 29346.0, 29791.0, 30096.0, 30319.0, 30414.0, 30418.0, 30293.0, 30035.0, 29700.0, 29284.0, 28784.0, 28217.0, 27628.0, 26955.0, 26302.0, 25638.0, 24966.0, 24320.0, 23697.0, 23078.0, 22524.0, 22013.0, 21491.0, 21027.0, 20595.0, 20154.0, 19774.0, 19378.0, 19006.0, 18620.0, 18236.0, 17886.0, 17573.0, 17273.0, 17020.0, 16779.0, 16588.0, 16441.0, 16316.0, 16251.0, 16209.0, 16179.0, 16166.0, 16166.0, 16181.0, 16183.0, 16208.0, 16222.0, 16234.0, 16231.0, 16244.0, 16234.0, 16256.0, 16274.0, 16287.0, 16313.0, 16330.0, 16337.0, 16339.0, 16341.0, 16358.0, 16364.0, 16342.0, 16310.0, 16279.0, 16224.0, 16146.0, 16055.0, 15937.0, 15798.0, 15628.0, 15420.0, 15203.0, 14991.0, 14754.0, 14482.0, 14224.0, 13939.0, 13685.0, 13418.0, 13120.0, 12835.0, 12495.0, 12153.0, 11807.0, 11492.0, 11188.0, 10939.0, 10708.0, 10502.0, 10315.0, 10138.0, 9981.0, 9859.0, 9745.0, 9630.0, 9515.0, 9355.0, 9175.0, 9013.0, 8874.0, 8732.0, 8615.0, 8508.0, 8430.0, 8355.0, 8272.0, 8241.0, 8202.0, 8189.0, 8177.0, 8139.0, 8082.0, 8082.0]
NUTNRB | 2014-04-23 |  | A01067 | 273 | CC_lower_wavelength_limit_for_spectra_fit | 217 | Constant | From GA01SUMO-00001
NUTNRB | 2014-04-23 |  | A01067 | 273 | CC_upper_wavelength_limit_for_spectra_fit | 240 | Constant
NUTNRB | 2014-04-23 |  | A01067 | 273 | CC_cal_temp | 20.07
NUTNRB | 2014-04-23 |  | A01067 | 273 | CC_wl | [188.93, 189.72, 190.52, 191.32, 192.11, 192.91, 193.71, 194.5, 195.3, 196.1, 196.89, 197.69, 198.49, 199.29, 200.09, 200.88, 201.68, 202.48, 203.28, 204.08, 204.88, 205.67, 206.47, 207.27, 208.07, 208.87, 209.67, 210.47, 211.27, 212.07, 212.87, 213.67, 214.47, 215.27, 216.07, 216.87, 217.67, 218.47, 219.27, 220.07, 220.87, 221.67, 222.47, 223.27, 224.07, 224.87, 225.67, 226.47, 227.28, 228.08, 228.88, 229.68, 230.48, 231.28, 232.08, 232.89, 233.69, 234.49, 235.29, 236.09, 236.89, 237.7, 238.5, 239.3, 240.1, 240.9, 241.71, 242.51, 243.31, 244.11, 244.91, 245.72, 246.52, 247.32, 248.12, 248.92, 249.73, 250.53, 251.33, 252.13, 252.94, 253.74, 254.54, 255.34, 256.15, 256.95, 257.75, 258.55, 259.35, 260.16, 260.96, 261.76, 262.56, 263.37, 264.17, 264.97, 265.77, 266.57, 267.38, 268.18, 268.98, 269.78, 270.59, 271.39, 272.19, 272.99, 273.79, 274.6, 275.4, 276.2, 277.0, 277.8, 278.6, 279.41, 280.21, 281.01, 281.81, 282.61, 283.41, 284.21, 285.02, 285.82, 286.62, 287.42, 288.22, 289.02, 289.82, 290.62, 291.42, 292.22, 293.02, 293.82, 294.62, 295.42, 296.22, 297.02, 297.82, 298.62, 299.42, 300.22, 301.02, 301.82, 302.62, 303.42, 304.22, 305.02, 305.82, 306.62, 307.42, 308.22, 309.01, 309.81, 310.61, 311.41, 312.21, 313.0, 313.8, 314.6, 315.4, 316.19, 316.99, 317.79, 318.59, 319.38, 320.18, 320.98, 321.77, 322.57, 323.37, 324.16, 324.96, 325.75, 326.55, 327.34, 328.14, 328.93, 329.73, 330.52, 331.32, 332.11, 332.91, 333.7, 334.49, 335.29, 336.08, 336.88, 337.67, 338.46, 339.25, 340.05, 340.84, 341.63, 342.42, 343.22, 344.01, 344.8, 345.59, 346.38, 347.17, 347.96, 348.75, 349.54, 350.33, 351.12, 351.91, 352.7, 353.49, 354.28, 355.07, 355.86, 356.65, 357.43, 358.22, 359.01, 359.8, 360.59, 361.37, 362.16, 362.95, 363.73, 364.52, 365.3, 366.09, 366.87, 367.66, 368.44, 369.23, 370.01, 370.8, 371.58, 372.36, 373.15, 373.93, 374.71, 375.5, 376.28, 377.06, 377.84, 378.62, 379.4, 380.19, 380.97, 381.75, 382.53, 383.31, 384.09, 384.86, 385.64, 386.42, 387.2, 387.98, 388.76, 389.53, 390.31, 391.09, 391.86]
NUTNRB | 2014-04-23 |  | A01067 | 273 | CC_eno3 | [0.01904496, 0.0140894, 0.01539906, 0.01025137, 0.02404887, 0.008585, -0.01178517, -0.00478553, -0.01473036, 0.00204685, 0.00362024, -0.0097602, -0.00036493, 0.01406965, -0.00187503, 0.01017117, 0.00482785, 0.00149804, 0.00297269, 0.00331393, -0.00075324, 0.00359611, 0.00014728, 0.00644731, 0.00728376, 0.00663037, 0.00700445, 0.00697489, 0.00667377, 0.0064358, 0.00615227, 0.00584545, 0.00556941, 0.00525954, 0.00492816, 0.00462539, 0.0042863, 0.00397486, 0.00366258, 0.00333558, 0.00304462, 0.00275898, 0.00246492, 0.00219882, 0.00195819, 0.00171596, 0.00150506, 0.00129281, 0.00113397, 0.00097056, 0.0008294, 0.00070525, 0.00059965, 0.000497, 0.0004179, 0.00035704, 0.00028085, 0.00023535, 0.00019969, 0.0001463, 0.00012511, 0.00009227, 0.00007287, 0.00005577, 0.00003754, 0.00002872, 0.00001923, 0.00000429, 0.00000061, -0.00001019, -0.00000599, -0.00002193, -0.00001855, -0.00001819, -0.00001335, -0.00001676, -0.00002658, -0.00001602, -0.0000116, -0.00000387, 0.00000091, -0.00000797, 0.00001314, 0.00001723, 0.00000944, 0.000001, 0.000024, 0.00000271, 0.00001219, 0.00001727, 0.00000778, 0.00003219, 0.00002461, 0.0000298, 0.00004684, 0.00004175, 0.00004958, 0.00005391, 0.0000584, 0.00005802, 0.00007397, 0.00006333, 0.00008056, 0.00007711, 0.0000841, 0.00009032, 0.00008899, 0.00009539, 0.00010182, 0.00009517, 0.00010067, 0.00010339, 0.00010389, 0.00011691, 0.0001381, 0.00010565, 0.00012324, 0.00012832, 0.00013118, 0.00014399, 0.00013423, 0.00014721, 0.00015955, 0.00015042, 0.00015527, 0.00017142, 0.00016966, 0.0001763, 0.00017651, 0.00016518, 0.00018219, 0.00018335, 0.00018775, 0.00019741, 0.00019635, 0.00020696, 0.00020797, 0.00020065, 0.00020498, 0.00022292, 0.00020931, 0.00022732, 0.00023278, 0.00023, 0.00024232, 0.00023932, 0.000251, 0.00025216, 0.00024413, 0.00026474, 0.00026729, 0.00027013, 0.00027044, 0.00027139, 0.00026027, 0.00026955, 0.00027274, 0.00027465, 0.00029165, 0.00028604, 0.00029679, 0.00028494, 0.00028689, 0.00030138, 0.00031418, 0.00029318, 0.00031063, 0.00031453, 0.00031227, 0.00031924, 0.00033847, 0.00032917, 0.00035343, 0.00034613, 0.00036141, 0.00035823, 0.00034597, 0.00036794, 0.0003571, 0.00033544, 0.0003683, 0.00036574, 0.0003516, 0.00038181, 0.00038227, 0.00037836, 0.00039804, 0.00039036, 0.00041699, 0.00041451, 0.0003906, 0.00038326, 0.00042863, 0.00039077, 0.00040799, 0.00042264, 0.00040688, 0.00041921, 0.00041915, 0.00042373, 0.00043383, 0.00044053, 0.00042425, 0.00043979, 0.00042567, 0.00044718, 0.00047003, 0.00044514, 0.0004527, 0.0004705, 0.00045345, 0.00047406, 0.0004743, 0.00047224, 0.00050606, 0.00049117, 0.00049303, 0.00049507, 0.00048279, 0.000462, 0.00053018, 0.00049819, 0.00049991, 0.00050104, 0.00049811, 0.0005024, 0.00052389, 0.00051445, 0.0005516, 0.00055339, 0.00055817, 0.00055372, 0.00052934, 0.00059982, 0.00056873, 0.00054431, 0.00057712, 0.00055728, 0.00056755, 0.00057796, 0.00060431, 0.00059595, 0.00060379, 0.00058835, 0.00060791, 0.00058782, 0.00054784, 0.000569, 0.00058158, 0.00055547, 0.00058312, 0.00061077, 0.0006318, 0.00063946, 0.00061257, 0.00061611]
NUTNRB | 2014-04-23 |  | A01067 | 273 | CC_eswa | [0.00098647, 0.00471129, -0.00333377, 0.00698357, 0.00803454, 0.00651241, 0.01740841, 0.00940177, 0.02323782, 0.01722378, 0.0071556, 0.01566908, 0.03735757, 0.02116213, 0.04171793, 0.04882847, 0.05845109, 0.06467218, 0.0680251, 0.06848917, 0.07055948, 0.07113557, 0.06948464, 0.06024355, 0.05342988, 0.04625176, 0.03941134, 0.03296512, 0.02748515, 0.02278853, 0.01875195, 0.01538346, 0.0125194, 0.01016154, 0.00819416, 0.00657066, 0.00524328, 0.00416101, 0.00328312, 0.00258391, 0.00201541, 0.00156213, 0.00122253, 0.00095836, 0.00074122, 0.00058853, 0.00047005, 0.00037947, 0.0002864, 0.00024339, 0.00019976, 0.00016166, 0.00013542, 0.00011418, 0.00010345, 0.00008584, 0.00006061, 0.00005759, 0.00004037, 0.00004101, 0.00002791, 0.00002466, 0.00001761, 0.00002013, 0.00001511, 0.00001781, 0.00000087, 0.00000195, 0.00000541, -0.00000077, -0.00001013, 0.00000774, -0.00000978, -0.00000908, -0.0000118, -0.00001461, -0.0000052, 0.00000218, -0.0000167, -0.00000378, -0.00000146, -0.00000203, -0.00000168, -0.00000822, 0.00000177, 0.00002103, 0.00000217, 0.00001509, 0.00000413, -0.00000192, 0.00000431, 0.00001104, 0.0000105, 0.00003195, 0.00000788, 0.00001135, 0.00002162, 0.00000549, 0.00001413, 0.00003275, 0.00001312, 0.00002418, 0.00002453, 0.00002257, 0.00002321, 0.00002747, 0.00003015, 0.00002597, 0.0000325, 0.00003371, 0.00003181, 0.00002746, 0.00002049, 0.00004076, 0.00002362, 0.00003919, 0.00004511, 0.00002919, 0.00003981, 0.00004137, 0.00003833, 0.00006946, 0.00003531, 0.00005833, 0.00007194, 0.00003661, 0.00005295, 0.00006158, 0.00004757, 0.00006552, 0.00006843, 0.00004566, 0.00008192, 0.00007302, 0.00006998, 0.0000819, 0.00006765, 0.00009064, 0.00010222, 0.0000848, 0.00009612, 0.00010148, 0.00008716, 0.00011348, 0.00010104, 0.00010682, 0.00011549, 0.00011678, 0.00011832, 0.0001097, 0.00010707, 0.00010408, 0.00012289, 0.00012075, 0.00014086, 0.00015336, 0.00014421, 0.00015397, 0.0001609, 0.00016053, 0.00017437, 0.00016354, 0.00019744, 0.00017999, 0.00017456, 0.00018117, 0.0001831, 0.00016986, 0.00016733, 0.00018573, 0.00016734, 0.00019209, 0.00020115, 0.00020238, 0.00022464, 0.00021216, 0.00022558, 0.00022859, 0.00023147, 0.00021443, 0.00024492, 0.0002137, 0.00025493, 0.00023234, 0.00021162, 0.00026082, 0.00023631, 0.0002435, 0.00025228, 0.00023412, 0.00024702, 0.00029168, 0.00025743, 0.00027757, 0.000298, 0.00028305, 0.00028993, 0.00032548, 0.00031204, 0.00032698, 0.00032706, 0.00029615, 0.0003553, 0.00030969, 0.00030553, 0.00033099, 0.00029689, 0.0003328, 0.00034578, 0.00033965, 0.00035099, 0.00034428, 0.00035697, 0.00037834, 0.00034204, 0.0003662, 0.0003699, 0.00036118, 0.00037077, 0.00038364, 0.00034343, 0.00035922, 0.00041659, 0.00038078, 0.00041412, 0.00041772, 0.000395, 0.0004364, 0.00043451, 0.00044451, 0.00046125, 0.00040894, 0.00044293, 0.00043451, 0.00042144, 0.00044391, 0.00043547, 0.00046588, 0.00045738, 0.00046749, 0.0004325, 0.00047076, 0.00050736, 0.0004608, 0.00045068, 0.00045037, 0.00051988, 0.00050512, 0.00046674, 0.00050919, 0.00052349, 0.00047971, 0.00051803, 0.0005116, 0.00049164, 0.00049551]
NUTNRB | 2014-04-23 |  | A01067 | 273 | CC_di | [20.0, 28.0, 24.0, 28.0, 36.0, 27.0, 27.0, 21.0, 24.0, 19.0, 23.0, 27.0, 70.0, 174.0, 487.0, 1211.0, 2513.0, 4445.0, 6806.0, 9088.0, 11065.0, 12689.0, 13989.0, 15158.0, 16298.0, 17529.0, 18980.0, 20582.0, 22358.0, 24361.0, 26492.0, 28709.0, 30832.0, 32731.0, 34083.0, 34884.0, 35035.0, 34548.0, 33518.0, 32118.0, 30452.0, 28832.0, 27241.0, 25867.0, 24794.0, 23849.0, 23229.0, 22817.0, 22639.0, 22728.0, 23015.0, 23518.0, 24235.0, 25088.0, 26127.0, 27332.0, 28596.0, 29926.0, 31227.0, 32449.0, 33474.0, 34306.0, 34810.0, 34962.0, 34688.0, 34054.0, 33059.0, 31808.0, 30355.0, 28774.0, 27206.0, 25683.0, 24213.0, 22883.0, 21680.0, 20623.0, 19703.0, 18580.0, 18226.0, 17693.0, 17244.0, 16880.0, 16631.0, 16470.0, 16398.0, 16420.0, 16507.0, 16688.0, 16915.0, 17222.0, 17562.0, 17962.0, 18342.0, 18768.0, 19146.0, 19497.0, 19777.0, 19934.0, 20002.0, 19959.0, 19706.0, 19359.0, 18894.0, 18302.0, 17652.0, 16969.0, 16234.0, 15538.0, 14878.0, 14243.0, 13680.0, 13168.0, 12707.0, 12346.0, 12010.0, 11742.0, 11544.0, 11376.0, 11263.0, 11223.0, 11199.0, 11267.0, 11333.0, 11479.0, 11665.0, 11874.0, 12159.0, 12503.0, 12861.0, 13275.0, 13734.0, 14211.0, 14740.0, 15274.0, 15807.0, 16358.0, 16890.0, 17430.0, 17945.0, 18417.0, 18864.0, 19254.0, 19577.0, 19858.0, 20036.0, 20156.0, 20183.0, 20146.0, 20004.0, 19807.0, 19534.0, 19216.0, 18873.0, 18469.0, 18080.0, 17655.0, 17216.0, 16794.0, 16388.0, 15978.0, 15587.0, 15164.0, 14810.0, 14422.0, 14046.0, 13687.0, 13351.0, 13011.0, 12702.0, 12422.0, 12160.0, 11928.0, 11722.0, 11515.0, 11344.0, 11161.0, 11001.0, 10872.0, 10722.0, 10568.0, 10462.0, 10329.0, 10228.0, 10125.0, 10007.0, 9940.0, 9863.0, 9793.0, 9742.0, 9684.0, 9641.0, 9639.0, 9620.0, 9601.0, 9613.0, 9625.0, 9644.0, 9696.0, 9713.0, 9737.0, 9756.0, 9754.0, 9779.0, 9776.0, 9766.0, 9773.0, 9724.0, 9694.0, 9645.0, 9585.0, 9498.0, 9405.0, 9302.0, 9191.0, 9044.0, 8902.0, 8745.0, 8565.0, 8397.0, 8222.0, 8050.0, 7876.0, 7725.0, 7555.0, 7392.0, 7207.0, 7004.0, 6835.0, 6658.0, 6494.0, 6351.0, 6203.0, 6091.0, 5991.0, 5899.0, 5814.0, 5754.0, 5699.0, 5642.0, 5593.0, 5524.0, 5456.0, 5373.0, 5288.0, 5216.0, 5146.0, 5111.0, 5065.0, 5024.0, 4995.0, 4988.0, 4967.0, 4980.0, 4988.0, 4975.0, 4975.0]
NUTNRB | 2016-01-01 |  | A01067 | 273 | CC_lower_wavelength_limit_for_spectra_fit | 217 | Constant | From GA01SUMO-00003
NUTNRB | 2016-01-01 |  | A01067 | 273 | CC_upper_wavelength_limit_for_spectra_fit | 240 | Constant
NUTNRB | 2016-01-01 |  | A01067 | 273 | CC_cal_temp | 20.28
NUTNRB | 2016-01-01 |  | A01067 | 273 | CC_wl | [188.93, 189.72, 190.52, 191.32, 192.11, 192.91, 193.71, 194.5, 195.3, 196.1, 196.89, 197.69, 198.49, 199.29, 200.09, 200.88, 201.68, 202.48, 203.28, 204.08, 204.88, 205.67, 206.47, 207.27, 208.07, 208.87, 209.67, 210.47, 211.27, 212.07, 212.87, 213.67, 214.47, 215.27, 216.07, 216.87, 217.67, 218.47, 219.27, 220.07, 220.87, 221.67, 222.47, 223.27, 224.07, 224.87, 225.67, 226.47, 227.28, 228.08, 228.88, 229.68, 230.48, 231.28, 232.08, 232.89, 233.69, 234.49, 235.29, 236.09, 236.89, 237.7, 238.5, 239.3, 240.1, 240.9, 241.71, 242.51, 243.31, 244.11, 244.91, 245.72, 246.52, 247.32, 248.12, 248.92, 249.73, 250.53, 251.33, 252.13, 252.94, 253.74, 254.54, 255.34, 256.15, 256.95, 257.75, 258.55, 259.35, 260.16, 260.96, 261.76, 262.56, 263.37, 264.17, 264.97, 265.77, 266.57, 267.38, 268.18, 268.98, 269.78, 270.59, 271.39, 272.19, 272.99, 273.79, 274.6, 275.4, 276.2, 277, 277.8, 278.6, 279.41, 280.21, 281.01, 281.81, 282.61, 283.41, 284.21, 285.02, 285.82, 286.62, 287.42, 288.22, 289.02, 289.82, 290.62, 291.42, 292.22, 293.02, 293.82, 294.62, 295.42, 296.22, 297.02, 297.82, 298.62, 299.42, 300.22, 301.02, 301.82, 302.62, 303.42, 304.22, 305.02, 305.82, 306.62, 307.42, 308.22, 309.01, 309.81, 310.61, 311.41, 312.21, 313, 313.8, 314.6, 315.4, 316.19, 316.99, 317.79, 318.59, 319.38, 320.18, 320.98, 321.77, 322.57, 323.37, 324.16, 324.96, 325.75, 326.55, 327.34, 328.14, 328.93, 329.73, 330.52, 331.32, 332.11, 332.91, 333.7, 334.49, 335.29, 336.08, 336.88, 337.67, 338.46, 339.25, 340.05, 340.84, 341.63, 342.42, 343.22, 344.01, 344.8, 345.59, 346.38, 347.17, 347.96, 348.75, 349.54, 350.33, 351.12, 351.91, 352.7, 353.49, 354.28, 355.07, 355.86, 356.65, 357.43, 358.22, 359.01, 359.8, 360.59, 361.37, 362.16, 362.95, 363.73, 364.52, 365.3, 366.09, 366.87, 367.66, 368.44, 369.23, 370.01, 370.8, 371.58, 372.36, 373.15, 373.93, 374.71, 375.5, 376.28, 377.06, 377.84, 378.62, 379.4, 380.19, 380.97, 381.75, 382.53, 383.31, 384.09, 384.86, 385.64, 386.42, 387.2, 387.98, 388.76, 389.53, 390.31, 391.09, 391.86]
NUTNRB | 2016-01-01 |  | A01067 | 273 | CC_eno3 | [0.02227888, -0.00196864, 0.00723422, 0.00262455, -0.00028469, 0.00139242, -0.02191035, 0.00580154, -0.00027098, 0.00048154, 0.00140953, -0.0002607, 0.003863, 0.01399306, 0.00477249, 0.00814782, 0.00287993, 0.00209544, -0.00560776, 0.00306397, 0.00162276, 0.00179001, 0.0073028, 0.00672705, 0.00833599, 0.00803421, 0.00749029, 0.00755351, 0.00698353, 0.00658844, 0.00625967, 0.00593723, 0.00552138, 0.0051881, 0.00483507, 0.00447649, 0.00415194, 0.00380893, 0.00349356, 0.00318407, 0.00286225, 0.00258109, 0.00231428, 0.00205424, 0.00182095, 0.00158902, 0.00138977, 0.00121328, 0.00104076, 0.00088209, 0.00075977, 0.0006401, 0.00053438, 0.00045983, 0.00037663, 0.00030407, 0.00026048, 0.00020966, 0.00016546, 0.0001395, 0.00010324, 0.00008446, 0.00006923, 0.00005098, 0.00003625, 0.00001914, 0.0000064, 0.00000627, -0.00000663, -0.00000935, -0.00000535, -0.00002227, -0.00000501, -0.00001072, -0.0000124, -0.00001339, -0.00000761, -0.00001958, 0.00000733, -0.00000091, -0.00000154, 0.00000052, -0.00000006, -0.00000778, 0.00000899, 0.00000675, 0.00000384, 0.00001654, 0.00001057, 0.00001515, 0.00001962, 0.00003153, 0.00003631, 0.00004158, 0.00002354, 0.00004184, 0.00005708, 0.00004993, 0.0000636, 0.00004806, 0.00005518, 0.00005983, 0.00005493, 0.0000662, 0.00008432, 0.00007382, 0.00008208, 0.00008752, 0.0000924, 0.00009738, 0.00010823, 0.00009368, 0.0001022, 0.000111, 0.00010331, 0.00012315, 0.00013138, 0.00013876, 0.00014162, 0.00012916, 0.00014247, 0.00013779, 0.00015604, 0.00016864, 0.00016794, 0.00015884, 0.00016824, 0.00016521, 0.00016013, 0.00015551, 0.00016732, 0.00015895, 0.00018509, 0.00017709, 0.00019119, 0.00020277, 0.00019036, 0.00020621, 0.00022026, 0.00020428, 0.00022856, 0.00022236, 0.00021962, 0.00022314, 0.0002336, 0.00022754, 0.00024206, 0.00023099, 0.00023847, 0.000251, 0.00024787, 0.00024317, 0.00026194, 0.00026821, 0.00026824, 0.0002747, 0.0002712, 0.00027719, 0.00027678, 0.00026217, 0.00028146, 0.00026847, 0.00027876, 0.00029469, 0.0002825, 0.00028706, 0.0003227, 0.00030665, 0.00030172, 0.00032656, 0.000323, 0.00033195, 0.00034936, 0.0003328, 0.00035468, 0.00034336, 0.00034032, 0.00035299, 0.00033543, 0.00033728, 0.00035016, 0.00033158, 0.00033788, 0.00035942, 0.00034779, 0.00037648, 0.00038889, 0.00037893, 0.00038745, 0.00039007, 0.00038863, 0.00038512, 0.00038059, 0.00036907, 0.00039342, 0.00036688, 0.00039318, 0.00040644, 0.00040282, 0.00041602, 0.00042622, 0.00042369, 0.00045252, 0.00044602, 0.00044554, 0.00045093, 0.00044067, 0.00044815, 0.00044772, 0.0004304, 0.00044091, 0.00046167, 0.00043163, 0.00046826, 0.00046376, 0.00044725, 0.00047034, 0.0004676, 0.00045896, 0.00049015, 0.00050373, 0.00048163, 0.00050138, 0.00050058, 0.00047784, 0.0005103, 0.0004877, 0.00049551, 0.00050076, 0.00047099, 0.00047545, 0.00049074, 0.00049248, 0.00049575, 0.00050867, 0.00051047, 0.00053022, 0.00053379, 0.0005273, 0.00057456, 0.00058372, 0.00055677, 0.0005764, 0.00054837, 0.00055911, 0.00055726, 0.00056071, 0.00056606, 0.00059381, 0.00058236, 0.00059898, 0.00060247, 0.00061136, 0.00059777, 0.00060869, 0.000612]
NUTNRB | 2016-01-01 |  | A01067 | 273 | CC_eswa | [0.00233143, 0.01064571, 0.00826418, 0.00488652, -0.0004655, 0.00198601, 0.02465868, 0.00634098, -0.00379888, 0.0082922, 0.0187171, 0.00505005, 0.02409626, 0.03331369, 0.04465653, 0.06368771, 0.06867031, 0.06603391, 0.07276887, 0.06882412, 0.06811436, 0.06743124, 0.0635749, 0.05766499, 0.05138101, 0.04376982, 0.03748588, 0.03135544, 0.02612693, 0.02167338, 0.01778566, 0.01454852, 0.01187908, 0.0096049, 0.00774725, 0.00621062, 0.00494889, 0.00392428, 0.00309816, 0.00242601, 0.00189706, 0.0014705, 0.00113698, 0.00089217, 0.00069172, 0.00054627, 0.00042582, 0.00033641, 0.00027767, 0.00023598, 0.00017425, 0.00015327, 0.00013239, 0.00008926, 0.00008802, 0.00007497, 0.00005261, 0.00005326, 0.00005108, 0.00002969, 0.00003141, 0.00002522, 0.00001966, 0.00001601, 0.00000714, 0.00000921, 0.00000697, -0.00000116, 0.00000645, -0.00000524, -0.00001033, 0.00000936, -0.00000897, -0.00001468, 0.00000275, 0.00000011, -0.00000555, 0.00000341, -0.00000574, -0.00001129, -0.00000729, -0.00000781, 0.00001012, 0.00000067, -0.0000041, 0.00001593, 0.00001124, -0.00000775, 0.00000655, 0.00001666, 0.00001294, 0.00001078, 0.00001402, 0.0000019, 0.00003344, 0.00001895, 0.00001696, 0.00002817, 0.00001323, 0.00003049, 0.00002298, 0.00002743, 0.00003387, 0.00002818, 0.00001817, 0.00003295, 0.00004309, 0.00002593, 0.00004346, 0.00003514, 0.0000329, 0.00006609, 0.00005452, 0.00004331, 0.00007325, 0.00006266, 0.00007111, 0.00008238, 0.00006065, 0.00008862, 0.00007117, 0.00006769, 0.0000549, 0.00005031, 0.00006064, 0.00007445, 0.00007537, 0.00007805, 0.00010117, 0.00009699, 0.00011491, 0.00011636, 0.00010617, 0.00009915, 0.00010442, 0.00010824, 0.00011683, 0.00012052, 0.00012047, 0.0001356, 0.00012065, 0.0001404, 0.00014631, 0.00015352, 0.00014047, 0.00015765, 0.00014248, 0.00016115, 0.00016658, 0.0001534, 0.00016473, 0.0001776, 0.00016766, 0.00016818, 0.00018661, 0.00017522, 0.00018655, 0.00018492, 0.00019324, 0.00020591, 0.00020107, 0.000215, 0.00022325, 0.00020532, 0.00023562, 0.00023052, 0.00022316, 0.00023927, 0.00024625, 0.00023345, 0.00025929, 0.00025316, 0.00024666, 0.00026388, 0.00024705, 0.00025848, 0.00026097, 0.00024487, 0.00025637, 0.00025746, 0.00027022, 0.00029712, 0.00029626, 0.00027101, 0.00030731, 0.00029163, 0.00027665, 0.00030113, 0.00029615, 0.00030943, 0.00033648, 0.00030603, 0.00031813, 0.00033955, 0.00032612, 0.00033935, 0.00036505, 0.00034473, 0.000352, 0.00034217, 0.00031874, 0.00034433, 0.00031986, 0.00033065, 0.00035163, 0.00034085, 0.00035734, 0.0003876, 0.00036423, 0.00039369, 0.0003863, 0.00038105, 0.00039827, 0.00039657, 0.00040944, 0.00041889, 0.00041716, 0.00041534, 0.00044599, 0.00039891, 0.00039884, 0.00042638, 0.00036686, 0.00041345, 0.00043674, 0.00044118, 0.00043948, 0.00047588, 0.00048121, 0.00048636, 0.00051047, 0.00048759, 0.00049053, 0.00053724, 0.00048311, 0.00050617, 0.00048023, 0.00047284, 0.00051929, 0.00046516, 0.00047493, 0.00051681, 0.00050298, 0.00052575, 0.00054675, 0.0005429, 0.00052795, 0.00054283, 0.00049067, 0.00052932, 0.00053327, 0.00054161, 0.00055416, 0.00057994, 0.00055985, 0.00056372]
NUTNRB | 2016-01-01 |  | A01067 | 273 | CC_di | [20, 29, 28, 26, 23, 17, 22, 24, 23, 30, 32, 34, 133, 378, 965, 2102, 3840, 6034, 8300, 10194, 11697, 12814, 13751, 14603, 15488, 16532, 17780, 19219, 20839, 22692, 24710, 26833, 28920, 30808, 32256, 33183, 33540, 33264, 32442, 31244, 29755, 28258, 26790, 25514, 24505, 23614, 23041, 22689, 22571, 22704, 23012, 23580, 24340, 25244, 26340, 27626, 29002, 30443, 31873, 33210, 34378, 35370, 36042, 36328, 36188, 35662, 34780, 33573, 32130, 30558, 28938, 27374, 25835, 24420, 23156, 22034, 21050, 19810, 19452, 18836, 18346, 17963, 17683, 17483, 17404, 17416, 17492, 17654, 17913, 18229, 18617, 19021, 19439, 19870, 20337, 20716, 21029, 21252, 21347, 21322, 21116, 20782, 20314, 19722, 19069, 18360, 17608, 16864, 16172, 15482, 14894, 14365, 13867, 13456, 13129, 12836, 12618, 12455, 12319, 12283, 12254, 12303, 12396, 12542, 12757, 13024, 13322, 13685, 14123, 14574, 15092, 15634, 16196, 16780, 17405, 18016, 18626, 19238, 19821, 20385, 20886, 21350, 21753, 22070, 22297, 22476, 22507, 22489, 22369, 22161, 21894, 21575, 21179, 20766, 20336, 19848, 19392, 18913, 18454, 18014, 17571, 17118, 16710, 16289, 15886, 15486, 15105, 14738, 14391, 14064, 13790, 13523, 13266, 13041, 12825, 12630, 12462, 12296, 12139, 11988, 11856, 11734, 11594, 11483, 11387, 11278, 11194, 11119, 11050, 11010, 10990, 10938, 10919, 10910, 10918, 10916, 10969, 10989, 11031, 11050, 11059, 11086, 11094, 11116, 11120, 11100, 11080, 11059, 10989, 10928, 10839, 10738, 10621, 10498, 10348, 10187, 10012, 9818, 9650, 9439, 9246, 9069, 8853, 8685, 8505, 8295, 8072, 7876, 7659, 7472, 7310, 7166, 7035, 6923, 6816, 6729, 6652, 6574, 6538, 6456, 6384, 6310, 6206, 6110, 6050, 5968, 5910, 5866, 5814, 5795, 5782, 5766, 5782, 5782, 5771, 5771]
NUTNRB | 2015-06-11 |  | A01492 | 274 | CC_lower_wavelength_limit_for_spectra_fit | 217 | Constant | From GI01SUMO-00002
NUTNRB | 2015-06-11 |  | A01492 | 274 | CC_upper_wavelength_limit_for_spectra_fit | 240 | Constant
NUTNRB | 2015-06-11 |  | A01492 | 274 | CC_cal_temp | 20.02
NUTNRB | 2015-06-11 |  | A01492 | 274 | CC_wl | [188.59, 189.4, 190.2, 191, 191.8, 192.61, 193.41, 194.21, 195.01, 195.82, 196.62, 197.42, 198.23, 199.03, 199.84, 200.64, 201.45, 202.25, 203.06, 203.86, 204.67, 205.47, 206.28, 207.08, 207.89, 208.7, 209.5, 210.31, 211.12, 211.92, 212.73, 213.54, 214.34, 215.15, 215.96, 216.77, 217.57, 218.38, 219.19, 220, 220.81, 221.62, 222.42, 223.23, 224.04, 224.85, 225.66, 226.47, 227.28, 228.09, 228.9, 229.71, 230.52, 231.33, 232.14, 232.95, 233.76, 234.57, 235.38, 236.19, 237, 237.81, 238.62, 239.44, 240.25, 241.06, 241.87, 242.68, 243.49, 244.3, 245.12, 245.93, 246.74, 247.55, 248.36, 249.18, 249.99, 250.8, 251.61, 252.42, 253.24, 254.05, 254.86, 255.67, 256.49, 257.3, 258.11, 258.93, 259.74, 260.55, 261.36, 262.18, 262.99, 263.8, 264.62, 265.43, 266.24, 267.06, 267.87, 268.68, 269.49, 270.31, 271.12, 271.93, 272.75, 273.56, 274.37, 275.19, 276, 276.81, 277.63, 278.44, 279.25, 280.07, 280.88, 281.69, 282.51, 283.32, 284.14, 284.95, 285.76, 286.58, 287.39, 288.2, 289.01, 289.83, 290.64, 291.45, 292.27, 293.08, 293.89, 294.71, 295.52, 296.33, 297.15, 297.96, 298.77, 299.58, 300.4, 301.21, 302.02, 302.84, 303.65, 304.46, 305.27, 306.09, 306.9, 307.71, 308.52, 309.33, 310.15, 310.96, 311.77, 312.58, 313.39, 314.21, 315.02, 315.83, 316.64, 317.45, 318.26, 319.07, 319.89, 320.7, 321.51, 322.32, 323.13, 323.94, 324.75, 325.56, 326.37, 327.18, 327.99, 328.8, 329.61, 330.42, 331.23, 332.04, 332.85, 333.66, 334.47, 335.28, 336.08, 336.89, 337.7, 338.51, 339.32, 340.13, 340.94, 341.74, 342.55, 343.36, 344.17, 344.97, 345.78, 346.59, 347.39, 348.2, 349.01, 349.81, 350.62, 351.43, 352.23, 353.04, 353.84, 354.65, 355.45, 356.26, 357.06, 357.87, 358.67, 359.48, 360.28, 361.09, 361.89, 362.69, 363.5, 364.3, 365.1, 365.9, 366.71, 367.51, 368.31, 369.11, 369.92, 370.72, 371.52, 372.32, 373.12, 373.92, 374.72, 375.52, 376.32, 377.12, 377.92, 378.72, 379.52, 380.32, 381.12, 381.92, 382.71, 383.51, 384.31, 385.11, 385.9, 386.7, 387.5, 388.29, 389.09, 389.89, 390.68, 391.48, 392.27, 393.07, 393.86, 394.66]
NUTNRB | 2015-06-11 |  | A01492 | 274 | CC_eno3 | [0.0127589, 0.00072513, 0.01820272, -0.0040847, 0.01801018, 0.00909531, 0.00161677, 0.00358295, -0.00092511, -0.0072789, -0.00027954, 0.00322827, 0.01887511, -0.00026947, 0.01511951, 0.01011159, 0.00201765, 0.00295194, 0.00708428, 0.00217345, 0.00241547, 0.00132359, -0.00061579, 0.00088656, 0.00250663, 0.00279062, 0.00562977, 0.00641493, 0.00657706, 0.00655862, 0.00632811, 0.00614684, 0.00583398, 0.00548055, 0.0051496, 0.00480864, 0.00446149, 0.00410939, 0.0037731, 0.00345731, 0.00313979, 0.00284231, 0.00255989, 0.00229418, 0.00204154, 0.0018143, 0.00160204, 0.00139739, 0.00120755, 0.00104589, 0.0008962, 0.00076552, 0.0006454, 0.00053902, 0.00045943, 0.00037862, 0.00030599, 0.00025228, 0.00020365, 0.00016165, 0.00012076, 0.00009112, 0.00006632, 0.00004456, 0.00002843, 0.00002287, 0.00000966, 0.00000884, -0.00000364, -0.00001094, -0.00000583, -0.0000106, -0.00000748, -0.00001459, -0.00001556, -0.0000111, -0.00001497, -0.00000759, -0.00000762, -0.00000317, -0.00000515, -0.00000043, -0.00000155, 0.0000017, 0.00000702, 0.00000073, 0.00001437, 0.00001453, 0.00001206, 0.00001237, 0.0000242, 0.00002412, 0.00003418, 0.00002666, 0.00003118, 0.00002456, 0.00003797, 0.00003592, 0.00004437, 0.00005252, 0.00005675, 0.00005383, 0.00005716, 0.00006837, 0.00006599, 0.00006523, 0.00006183, 0.00007149, 0.00007411, 0.00007784, 0.00008225, 0.0000904, 0.00008252, 0.0000987, 0.00009813, 0.00009962, 0.0001022, 0.00011434, 0.00013462, 0.00012022, 0.00012327, 0.0001157, 0.00012737, 0.00012038, 0.00012493, 0.00014595, 0.00014145, 0.00014172, 0.00014274, 0.00015802, 0.00017148, 0.00015956, 0.00015521, 0.00015677, 0.00016571, 0.00017684, 0.00017575, 0.00017867, 0.00018706, 0.00018303, 0.00018518, 0.00018381, 0.00019256, 0.00019198, 0.00019501, 0.0002097, 0.00020251, 0.00020829, 0.00021469, 0.00022564, 0.00021658, 0.00020635, 0.0002213, 0.00022088, 0.0002263, 0.00022922, 0.00024613, 0.00024052, 0.00023901, 0.00024192, 0.00024637, 0.00024359, 0.00024808, 0.00025104, 0.00026674, 0.00027581, 0.00027757, 0.00028973, 0.00028081, 0.00029535, 0.00027974, 0.00029482, 0.00028882, 0.00030904, 0.00029587, 0.00030677, 0.00033697, 0.00031405, 0.00032941, 0.00034019, 0.00033021, 0.00030088, 0.00032877, 0.00029517, 0.00032797, 0.00033599, 0.00033244, 0.000342, 0.00033973, 0.00033416, 0.00034694, 0.00035529, 0.00036691, 0.00034967, 0.00037266, 0.00037632, 0.0003882, 0.00040701, 0.00038047, 0.00038568, 0.0003977, 0.00039785, 0.00041329, 0.00040302, 0.00042889, 0.00039949, 0.00043067, 0.00039412, 0.00042536, 0.00042009, 0.00046204, 0.0004287, 0.00040924, 0.00044626, 0.00043203, 0.00043729, 0.00043001, 0.00042438, 0.00045523, 0.00046067, 0.00044571, 0.00043226, 0.00045855, 0.00044668, 0.00048804, 0.00048842, 0.00050723, 0.00049263, 0.00047065, 0.00047648, 0.00049608, 0.00047456, 0.00045677, 0.00049353, 0.00049481, 0.00049093, 0.00051991, 0.00053191, 0.00050163, 0.00048335, 0.00048638, 0.00049521, 0.00057806, 0.00053474, 0.0005448, 0.00051741, 0.00055889, 0.00055957, 0.00059939, 0.0005739, 0.00060127, 0.00057473, 0.00057488, 0.00056492, 0.00056527, 0.00056861]
NUTNRB | 2015-06-11 |  | A01492 | 274 | CC_eswa | [0.00646275, 0.01130683, 0.01861465, 0.0150143, 0.00679264, 0.00172146, 0.00285659, -0.0026386, 0.00065356, 0.0073256, -0.00224326, 0.00122298, -0.00047495, 0.00800865, 0.01903686, 0.0294297, 0.04274142, 0.05062281, 0.05434044, 0.06043663, 0.06160828, 0.06506739, 0.06416063, 0.06210997, 0.05957881, 0.05385008, 0.04633102, 0.03976468, 0.03332318, 0.02766736, 0.02263089, 0.0183568, 0.01477727, 0.01180877, 0.0093693, 0.00740063, 0.00580985, 0.00455283, 0.00355717, 0.00278466, 0.00216856, 0.00169209, 0.0013155, 0.00102955, 0.00081281, 0.00063754, 0.00049912, 0.00040156, 0.00031991, 0.00026013, 0.00020611, 0.00017094, 0.00014355, 0.0001228, 0.00009166, 0.00007967, 0.00007469, 0.00006043, 0.00005293, 0.00003545, 0.00003086, 0.00003348, 0.00001727, 0.00001666, 0.00001398, 0.00000709, 0.00000187, -0.00000488, 0.00000156, -0.00000228, -0.00000904, -0.00000991, -0.00001097, -0.00000326, -0.00000055, -0.00000469, 0.00000265, -0.00000044, 0.00000779, 0.00000004, 0.00001062, 0.00000014, 0.00001291, -0.00000313, -0.00000614, -0.00000526, -0.00000462, -0.00000417, 0.00001069, 0.00001064, -0.00000025, 0.00002617, 0.00000844, 0.00003522, 0.00002897, 0.0000332, 0.00003322, 0.00004241, 0.000037, 0.000029, 0.00003152, 0.00003431, 0.00004192, 0.00003055, 0.00004191, 0.00003893, 0.00004761, 0.00004143, 0.00004553, 0.00005201, 0.00005428, 0.00005071, 0.00005853, 0.00004761, 0.00005897, 0.00005727, 0.00006547, 0.00006826, 0.00006017, 0.00006184, 0.00007095, 0.00008115, 0.00007254, 0.00009278, 0.00008889, 0.00007551, 0.00009161, 0.00009355, 0.0001106, 0.00009988, 0.00008489, 0.00009443, 0.00009669, 0.00011498, 0.00012598, 0.00010244, 0.00011722, 0.00010413, 0.00012898, 0.00012646, 0.00012413, 0.00013718, 0.00014112, 0.00013232, 0.00014495, 0.00013342, 0.00015163, 0.00016229, 0.00015457, 0.00015264, 0.00017281, 0.00018425, 0.00017624, 0.00018707, 0.000187, 0.00017668, 0.0001861, 0.00018424, 0.00018553, 0.00020707, 0.00021109, 0.00022673, 0.00022203, 0.0002224, 0.00022061, 0.00022939, 0.00021894, 0.0002361, 0.00025735, 0.00024592, 0.0002544, 0.00027529, 0.0002822, 0.00025542, 0.00025737, 0.00027025, 0.0002364, 0.00028725, 0.00026799, 0.00027234, 0.00028623, 0.0003135, 0.00031346, 0.00034526, 0.00029932, 0.00032987, 0.00032064, 0.00034502, 0.00035548, 0.00036049, 0.00033177, 0.00033252, 0.00033124, 0.00033562, 0.00035189, 0.00032062, 0.00034089, 0.00035742, 0.00038436, 0.00037252, 0.0003853, 0.00041476, 0.00038187, 0.00039891, 0.00035942, 0.00039953, 0.00037663, 0.0004064, 0.00039607, 0.00042383, 0.00037737, 0.00039025, 0.00046295, 0.00042044, 0.00042914, 0.00046392, 0.00048168, 0.00049309, 0.0004823, 0.00049592, 0.00047147, 0.0004646, 0.00050147, 0.00048052, 0.00045856, 0.00053661, 0.00049425, 0.00051688, 0.00054033, 0.00050525, 0.00052351, 0.00054521, 0.00055598, 0.00054658, 0.00058126, 0.00052926, 0.00053987, 0.00052238, 0.00051028, 0.00059364, 0.00059575, 0.00056989, 0.00061021, 0.00060488, 0.00066948, 0.0006304, 0.00061266, 0.00066028, 0.00065392, 0.00060341, 0.00067661, 0.00063697, 0.00057584, 0.00062157, 0.00059645, 0.0006009]
NUTNRB | 2015-06-11 |  | A01492 | 274 | CC_di | [34, 27, 47, 39, 47, 45, 40, 34, 36, 38, 28, 33, 35, 59, 145, 377, 982, 2075, 3646, 5586, 7657, 9664, 11441, 12898, 14060, 14940, 15665, 16327, 16929, 17733, 18611, 19653, 20921, 22413, 24154, 26197, 28434, 30861, 33432, 36007, 38367, 40359, 41846, 42705, 42873, 42335, 41295, 39916, 38338, 36746, 35317, 34105, 33151, 32489, 32110, 32003, 32133, 32437, 29025, 32245, 34623, 35633, 36819, 38147, 39575, 41027, 42432, 43782, 44945, 45744, 46177, 46148, 45615, 44610, 43117, 41274, 39191, 36953, 34717, 32565, 30521, 28608, 26941, 25418, 24084, 22917, 21917, 21099, 20414, 19841, 19407, 19145, 18929, 18867, 18899, 19036, 19282, 19607, 19991, 20441, 20929, 21393, 21869, 22305, 22638, 22885, 22991, 22934, 22738, 22387, 21915, 21307, 20615, 19848, 19085, 18296, 17553, 16846, 16176, 15561, 15021, 14530, 14118, 13769, 13483, 13254, 13099, 12977, 12924, 12889, 12900, 12953, 13041, 13159, 13314, 13469, 13681, 13885, 14130, 14371, 14641, 14899, 15182, 15437, 15706, 15951, 16209, 16415, 16590, 16734, 16841, 16904, 16920, 16865, 16771, 16617, 16397, 16160, 15696, 15507, 15194, 14829, 14439, 14049, 13649, 13251, 12850, 12468, 12085, 11664, 11251, 10862, 10497, 10118, 9781, 9487, 9194, 8931, 8696, 8487, 8305, 8137, 7992, 7854, 7709, 7588, 7464, 7360, 7245, 7135, 7021, 6917, 6828, 6745, 6690, 6609, 6562, 6508, 6462, 6407, 6385, 6361, 6331, 6312, 6284, 6277, 6254, 6243, 6234, 6229, 6198, 6177, 6180, 6142, 6105, 6082, 6045, 5990, 5948, 5904, 5837, 5760, 5690, 5571, 5452, 5345, 5219, 5108, 5000, 4887, 4790, 4689, 4609, 4526, 4444, 4357, 4278, 4173, 4071, 3967, 3873, 3772, 3707, 3622, 3561, 3490, 3436, 3398, 3353, 3294, 3271, 3234, 3198, 3170, 3090, 3090]
NUTNRB | 2015-06-11 |  | A01493 | 275 | CC_lower_wavelength_limit_for_spectra_fit | 217 | Constant | From GA01SUMO-00002
NUTNRB | 2015-06-11 |  | A01493 | 275 | CC_upper_wavelength_limit_for_spectra_fit | 240 | Constant
NUTNRB | 2015-06-11 |  | A01493 | 275 | CC_cal_temp | 19.9
NUTNRB | 2015-06-11 |  | A01493 | 275 | CC_wl | [191.25, 192.05, 192.85, 193.65, 194.45, 195.25, 196.05, 196.85, 197.65, 198.45, 199.25, 200.06, 200.86, 201.66, 202.46, 203.26, 204.07, 204.87, 205.67, 206.47, 207.28, 208.08, 208.88, 209.69, 210.49, 211.29, 212.1, 212.9, 213.71, 214.51, 215.31, 216.12, 216.92, 217.73, 218.53, 219.34, 220.14, 220.95, 221.75, 222.56, 223.37, 224.17, 224.98, 225.78, 226.59, 227.4, 228.2, 229.01, 229.81, 230.62, 231.43, 232.23, 233.04, 233.85, 234.66, 235.46, 236.27, 237.08, 237.89, 238.69, 239.5, 240.31, 241.12, 241.92, 242.73, 243.54, 244.35, 245.16, 245.96, 246.77, 247.58, 248.39, 249.2, 250.01, 250.82, 251.62, 252.43, 253.24, 254.05, 254.86, 255.67, 256.48, 257.29, 258.1, 258.9, 259.71, 260.52, 261.33, 262.14, 262.95, 263.76, 264.57, 265.38, 266.19, 267, 267.81, 268.62, 269.42, 270.23, 271.04, 271.85, 272.66, 273.47, 274.28, 275.09, 275.9, 276.71, 277.52, 278.33, 279.14, 279.95, 280.76, 281.57, 282.38, 283.18, 283.99, 284.8, 285.61, 286.42, 287.23, 288.04, 288.85, 289.66, 290.47, 291.28, 292.09, 292.89, 293.7, 294.51, 295.32, 296.13, 296.94, 297.75, 298.56, 299.36, 300.17, 300.98, 301.79, 302.6, 303.41, 304.21, 305.02, 305.83, 306.64, 307.45, 308.25, 309.06, 309.87, 310.68, 311.49, 312.29, 313.1, 313.91, 314.71, 315.52, 316.33, 317.14, 317.94, 318.75, 319.56, 320.36, 321.17, 321.97, 322.78, 323.59, 324.39, 325.2, 326, 326.81, 327.62, 328.42, 329.23, 330.03, 330.84, 331.64, 332.45, 333.25, 334.06, 334.86, 335.66, 336.47, 337.27, 338.08, 338.88, 339.68, 340.49, 341.29, 342.09, 342.89, 343.7, 344.5, 345.3, 346.1, 346.91, 347.71, 348.51, 349.31, 350.11, 350.91, 351.72, 352.52, 353.32, 354.12, 354.92, 355.72, 356.52, 357.32, 358.12, 358.92, 359.72, 360.52, 361.31, 362.11, 362.91, 363.71, 364.51, 365.3, 366.1, 366.9, 367.7, 368.49, 369.29, 370.09, 370.88, 371.68, 372.48, 373.27, 374.07, 374.86, 375.66, 376.45, 377.25, 378.04, 378.83, 379.63, 380.42, 381.21, 382.01, 382.8, 383.59, 384.39, 385.18, 385.97, 386.76, 387.55, 388.34, 389.13, 389.92, 390.71, 391.5, 392.29, 393.08, 393.87, 394.66, 395.45, 396.24]
NUTNRB | 2015-06-11 |  | A01493 | 275 | CC_eno3 | [0.01297872, -0.00030473, 0.00641993, -0.00029768, -0.01974794, -0.00029063, -0.0002871, 0.01382321, 0.00828051, 0.01477497, 0.00911859, -0.00026943, 0.01665143, -0.00026238, 0.01657654, 0.0019682, 0.01167627, 0.007533, 0.00159102, 0.00293644, 0.00358392, 0.00551508, 0.00606474, 0.00701377, 0.00714052, 0.00693484, 0.0067825, 0.00654079, 0.00622217, 0.00589555, 0.00556353, 0.00522779, 0.00486608, 0.00452124, 0.00417169, 0.00384251, 0.00351426, 0.00319537, 0.0028841, 0.00258737, 0.00230962, 0.00204809, 0.00180305, 0.00158578, 0.00137222, 0.00118165, 0.00101367, 0.00087585, 0.00074561, 0.00062615, 0.00052172, 0.00043837, 0.00036434, 0.00029094, 0.00023526, 0.00019163, 0.00015102, 0.00011474, 0.00009059, 0.00007017, 0.00004627, 0.00003517, 0.00001997, 0.00001073, 0.00000416, -0.00000455, -0.00000295, -0.00001177, -0.00001297, -0.00001245, -0.00000693, -0.00001257, -0.00000537, -0.00000694, -0.00000882, -0.00000143, -0.00001185, -0.00002027, -0.00000433, -0.00000772, -0.00000335, -0.00000506, 0.0000056, 0.00002103, 0.00001997, 0.00002267, 0.00002005, 0.00002778, 0.00002376, 0.00003035, 0.00004399, 0.00003985, 0.00004343, 0.00004161, 0.00005177, 0.00005613, 0.00004942, 0.00006089, 0.00007049, 0.00006246, 0.00007552, 0.00007301, 0.00008235, 0.00008552, 0.0000869, 0.00010386, 0.00009711, 0.00010327, 0.00011784, 0.00010423, 0.00011162, 0.00010152, 0.00011565, 0.00011335, 0.00010827, 0.00011781, 0.00013585, 0.00013117, 0.00012538, 0.0001281, 0.00014234, 0.00014298, 0.00013667, 0.00015266, 0.0001589, 0.00015438, 0.0001542, 0.0001544, 0.0001698, 0.00016282, 0.00017235, 0.00017412, 0.00018257, 0.00018379, 0.00018907, 0.00018994, 0.00020228, 0.000208, 0.00021533, 0.0002082, 0.00021413, 0.00021406, 0.00022582, 0.00022492, 0.00022871, 0.00022731, 0.00023493, 0.00023137, 0.00024368, 0.00023249, 0.0002457, 0.00024563, 0.00025717, 0.00025378, 0.00026782, 0.00026683, 0.00026831, 0.00026451, 0.00026849, 0.00028003, 0.00029191, 0.00029942, 0.0003013, 0.00030896, 0.00029884, 0.0002872, 0.00030073, 0.00030464, 0.00031879, 0.00031728, 0.00032606, 0.00032719, 0.00033607, 0.000326, 0.00033585, 0.00034073, 0.00033309, 0.00031798, 0.00033514, 0.00033872, 0.00033598, 0.00035126, 0.00035597, 0.00035954, 0.00036312, 0.00035809, 0.00037246, 0.00038689, 0.00037201, 0.00039199, 0.00039999, 0.00040025, 0.00041811, 0.00039755, 0.00040882, 0.00041135, 0.00040277, 0.00038962, 0.00039314, 0.0004214, 0.00042052, 0.00044235, 0.00042213, 0.00043038, 0.00044112, 0.00043902, 0.00043921, 0.0004588, 0.00045665, 0.00045562, 0.00044029, 0.00046224, 0.00046621, 0.00046889, 0.00046589, 0.00048133, 0.00044695, 0.00045624, 0.0004565, 0.00046296, 0.00048274, 0.00047128, 0.00047639, 0.00053404, 0.00050556, 0.00051336, 0.00053509, 0.00051948, 0.00053162, 0.00054622, 0.00053552, 0.00052867, 0.0005084, 0.0005118, 0.00054211, 0.00053455, 0.00054293, 0.00052057, 0.00055756, 0.00063987, 0.00063712, 0.00058661, 0.00061327, 0.0005841, 0.00059036, 0.00056551, 0.00051422, 0.00053583, 0.0005997, 0.00057688, 0.00058561, 0.00058384, 0.00062148, 0.00064376, 0.00063471, 0.00063819]
NUTNRB | 2015-06-11 |  | A01493 | 275 | CC_eswa | [0.00163814, 0.01822887, -0.00049431, -0.00048989, 0.02071983, 0.00591581, 0.0006698, 0.00740465, 0.00270967, 0.0003354, 0.0128063, 0.04166547, 0.05303672, 0.06801524, 0.06999677, 0.07911456, 0.07833191, 0.07947959, 0.08030676, 0.07596594, 0.07259938, 0.06420617, 0.05515254, 0.04668705, 0.03930243, 0.03251116, 0.02676313, 0.02186966, 0.01778785, 0.0143656, 0.01155993, 0.00924915, 0.0073811, 0.00584377, 0.00462499, 0.00362786, 0.00284424, 0.00221901, 0.00172913, 0.00135514, 0.0010549, 0.00082934, 0.00065758, 0.00052076, 0.0004223, 0.00035083, 0.00029058, 0.00023493, 0.00020244, 0.00017384, 0.00014115, 0.00011883, 0.00009869, 0.00009827, 0.00008009, 0.00007019, 0.00006215, 0.00005248, 0.00004675, 0.00003381, 0.00002681, 0.00001869, 0.00001674, 0.00001276, 0.00000053, 0.00000072, -0.00001186, -0.00000779, -0.0000068, -0.00000606, -0.00000865, -0.0000047, -0.00001408, -0.00001281, -0.00000688, -0.00000049, 0.00000154, 0.00000109, -0.00001385, 0.00000276, 0.00000337, 0.00000896, 0.00001036, 0.00001502, -0.00000431, 0.00000575, 0.00000898, 0.00000165, 0.00001045, 0.00000636, -0.00000215, 0.00000892, 0.00001811, 0.00001764, 0.00001894, 0.00000784, 0.00003225, 0.00003342, 0.0000275, 0.00003962, 0.00003733, 0.00003307, 0.0000329, 0.00003099, 0.00003198, 0.0000228, 0.00004155, 0.0000307, 0.00003916, 0.00004587, 0.00003901, 0.00006632, 0.00004705, 0.00006608, 0.00007363, 0.0000802, 0.00005929, 0.00005384, 0.00007226, 0.00007568, 0.00007974, 0.00007635, 0.00008135, 0.00008318, 0.0000748, 0.000088, 0.00009182, 0.00010508, 0.00009353, 0.00009719, 0.00010164, 0.00010533, 0.00009825, 0.00010867, 0.00010918, 0.00012464, 0.00011353, 0.0001287, 0.00012277, 0.00012775, 0.00013271, 0.0001353, 0.00014163, 0.00015177, 0.00014008, 0.00015342, 0.00015418, 0.00016011, 0.00016477, 0.00016738, 0.00017836, 0.00018904, 0.00018054, 0.00018593, 0.00018501, 0.00019284, 0.00020512, 0.00019416, 0.00022643, 0.00021127, 0.00019409, 0.00017977, 0.00020421, 0.0002124, 0.00022386, 0.00023875, 0.00024551, 0.00024901, 0.00024803, 0.00024111, 0.00025235, 0.00026271, 0.00025517, 0.00026074, 0.00026262, 0.00027819, 0.00027885, 0.00031115, 0.0002788, 0.00031515, 0.00033004, 0.00031004, 0.00031325, 0.00032159, 0.00032081, 0.0003266, 0.00031134, 0.00033021, 0.00033198, 0.00031128, 0.00031961, 0.00033066, 0.00032706, 0.00033547, 0.00033719, 0.00036433, 0.00037144, 0.00038802, 0.00037893, 0.00036434, 0.00038509, 0.00035779, 0.00038694, 0.00039408, 0.00037998, 0.00037546, 0.00042161, 0.00041434, 0.00040818, 0.00040161, 0.00042111, 0.00042523, 0.00041638, 0.00041351, 0.00041711, 0.0004418, 0.00043686, 0.00047576, 0.00048428, 0.00051246, 0.00049803, 0.00049697, 0.00051046, 0.00046076, 0.00048916, 0.00043309, 0.00047632, 0.0004704, 0.00048891, 0.00050049, 0.00051232, 0.00051662, 0.00051558, 0.0005546, 0.00055118, 0.00057512, 0.00054917, 0.0005421, 0.000523, 0.00051797, 0.00047374, 0.00049502, 0.00050497, 0.0005925, 0.00057198, 0.00054478, 0.00061229, 0.00063263, 0.00060838, 0.00062865, 0.00064251, 0.000631, 0.00053327, 0.00056285, 0.00057604, 0.00058041]
NUTNRB | 2015-06-11 |  | A01493 | 275 | CC_di | [13.56688453, 9.01132898, 9.64095861, 10.56688453, 12.56688453, 11.90021786, 11.90021786, 11.34466231, 10.34466231, 12.04836601, 47.97429194, 263.01132898, 1081.86318083, 3127.60392157, 6560.49281046, 10644.27058824, 14422.08540305, 17330.27058824, 19348.08540305, 20787.01132898, 21940.78910675, 23019.08540305, 24207.15947712, 25622.90021786, 27292.01132898, 29248.45577342, 31508.15947712, 33980.9372549, 36564.04836601, 39165.12244009, 41473.41873638, 43348.08540305, 44610.04836601, 45025.38169935, 44580.27058824, 43348.90021786, 41516.34466231, 39391.2335512, 37070.12244009, 34838.9372549, 32855.08540305, 31135.90021786, 29761.49281046, 28759.38169935, 28083.71503268, 27736.04836601, 27706.01132898, 27983.82614379, 28537.82614379, 29384.97429194, 30455.71503268, 31786.9372549, 33312.19651416, 34957.19651416, 36710.67799564, 38509.49281046, 40226.15947712, 41739.15947712, 42995.60392157, 43833.38169935, 44221.27058824, 44066.45577342, 43337.75206972, 42186.97429194, 40605.60392157, 38724.30762527, 36691.27058824, 34566.97429194, 32539.34466231, 30628.86318083, 28865.04836601, 27229.56688453, 25825.75206972, 24581.9372549, 23508.9372549, 22615.86318083, 21850.30762527, 21238.41873638, 20733.04836601, 20372.15947712, 20109.01132898, 19975.75206972, 19933.9372549, 19996.34466231, 20148.9372549, 20378.15947712, 20692.67799564, 21101.90021786, 21536.19651416, 22011.19651416, 22505.64095861, 22967.45577342, 23400.01132898, 23760.82614379, 23971.60392157, 24070.71503268, 23980.90021786, 23721.34466231, 23290.34466231, 22714.38169935, 21975.2335512, 21177.86318083, 20307.01132898, 19415.64095861, 18549.75206972, 17725.04836601, 16940.90021786, 16232.01132898, 15602.86318083, 15048.90021786, 14560.67799564, 14149.34466231, 13804.08540305, 13537.75206972, 13304.52984749, 13096.04836601, 12927.64095861, 12853.78910675, 12940.90021786, 12957.78910675, 13062.12244009, 13336.56688453, 13499.41873638, 13742.82614379, 13985.12244009, 14263.34466231, 14909.64095861, 15552.34466231, 16040.90021786, 16555.04836601, 17101.34466231, 17644.90021786, 18176.52984749, 18722.75206972, 19223.9372549, 19707.41873638, 20137.08540305, 20519.30762527, 20819.27058824, 21068.15947712, 21223.56688453, 21294.64095861, 21287.56688453, 21184.19651416, 20984.64095861, 20733.49281046, 20408.27058824, 20011.71503268, 19565.19651416, 19075.45577342, 18580.49281046, 18073.45577342, 17542.34466231, 17015.34466231, 16512.86318083, 16011.75206972, 15544.71503268, 15116.52984749, 14718.2335512, 14353.78910675, 14010.08540305, 13690.56688453, 13402.34466231, 13119.56688453, 12848.41873638, 12581.97429194, 12334.52984749, 12085.12244009, 11840.15947712, 11607.15947712, 11401.78910675, 11226.34466231, 11067.64095861, 10925.64095861, 10806.75206972, 10696.52984749, 10605.97429194, 10530.56688453, 10471.71503268, 10423.97429194, 10373.45577342, 10331.60392157, 10290.19651416, 10261.64095861, 10225.34466231, 10201.86318083, 10186.90021786, 10158.27058824, 10127.64095861, 10102.30762527, 10077.12244009, 10060.9372549, 10043.97429194, 10036.60392157, 10020.15947712, 9985.01132898, 9943.41873638, 9915.71503268, 9884.41873638, 9837.12244009, 9789.15947712, 9725.78910675, 9647.41873638, 9568.78910675, 9465.75206972, 9346.78910675, 9231.34466231, 9091.2335512, 8940.78910675, 8778.08540305, 8602.38169935, 8418.04836601, 8234.41873638, 8035.97429194, 7836.78910675, 7648.41873638, 7464.08540305, 7282.75206972, 7104.52984749, 6915.71503268, 6716.34466231, 6511.64095861, 6305.90021786, 6110.2335512, 5936.56688453, 5777.9372549, 5638.71503268, 5517.49281046, 5399.52984749, 5297.12244009, 5208.56688453, 5132.12244009, 5065.56688453, 5004.60392157, 4934.34466231, 4847.41873638, 4726.27058824, 4661.12244009, 4582.04836601, 4517.45577342, 4448.01132898, 4394.41873638, 4345.04836601, 4305.27058824, 4279.08540305, 4252.56688453, 4224.34466231, 4210.75206972, 4200.67799564, 4204.34466231, 4212.64095861, 4212.04836601, 4193.64095861, 4167.45577342, 4104.38169935, 4104.38169935]
NUTNRB | 2015-06-11 |  | A01494 | 276 | CC_lower_wavelength_limit_for_spectra_fit | 217 | Constant | From GA01SUMO-00002
NUTNRB | 2015-06-11 |  | A01494 | 276 | CC_upper_wavelength_limit_for_spectra_fit | 240 | Constant
NUTNRB | 2015-06-11 |  | A01494 | 276 | CC_cal_temp | 19.93
NUTNRB | 2015-06-11 |  | A01494 | 276 | CC_wl | [188.54, 189.35, 190.15, 190.96, 191.76, 192.57, 193.37, 194.18, 194.98, 195.79, 196.6, 197.4, 198.21, 199.02, 199.83, 200.63, 201.44, 202.25, 203.06, 203.87, 204.68, 205.49, 206.3, 207.1, 207.91, 208.72, 209.53, 210.35, 211.16, 211.97, 212.78, 213.59, 214.4, 215.21, 216.02, 216.84, 217.65, 218.46, 219.27, 220.09, 220.9, 221.71, 222.53, 223.34, 224.15, 224.97, 225.78, 226.6, 227.41, 228.23, 229.04, 229.86, 230.67, 231.49, 232.3, 233.12, 233.93, 234.75, 235.57, 236.38, 237.2, 238.01, 238.83, 239.65, 240.46, 241.28, 242.1, 242.92, 243.73, 244.55, 245.37, 246.19, 247.01, 247.82, 248.64, 249.46, 250.28, 251.1, 251.92, 252.73, 253.55, 254.37, 255.19, 256.01, 256.83, 257.65, 258.47, 259.29, 260.11, 260.93, 261.75, 262.57, 263.39, 264.21, 265.03, 265.85, 266.67, 267.49, 268.31, 269.13, 269.95, 270.77, 271.59, 272.42, 273.24, 274.06, 274.88, 275.7, 276.52, 277.34, 278.16, 278.98, 279.81, 280.63, 281.45, 282.27, 283.09, 283.91, 284.74, 285.56, 286.38, 287.2, 288.02, 288.84, 289.67, 290.49, 291.31, 292.13, 292.95, 293.78, 294.6, 295.42, 296.24, 297.06, 297.88, 298.71, 299.53, 300.35, 301.17, 301.99, 302.82, 303.64, 304.46, 305.28, 306.1, 306.93, 307.75, 308.57, 309.39, 310.21, 311.04, 311.86, 312.68, 313.5, 314.32, 315.14, 315.97, 316.79, 317.61, 318.43, 319.25, 320.07, 320.89, 321.72, 322.54, 323.36, 324.18, 325, 325.82, 326.64, 327.46, 328.28, 329.1, 329.92, 330.74, 331.57, 332.39, 333.21, 334.03, 334.85, 335.67, 336.49, 337.31, 338.13, 338.95, 339.77, 340.58, 341.4, 342.22, 343.04, 343.86, 344.68, 345.5, 346.32, 347.14, 347.96, 348.77, 349.59, 350.41, 351.23, 352.05, 352.86, 353.68, 354.5, 355.32, 356.14, 356.95, 357.77, 358.59, 359.4, 360.22, 361.04, 361.85, 362.67, 363.48, 364.3, 365.12, 365.93, 366.75, 367.56, 368.38, 369.19, 370.01, 370.82, 371.64, 372.45, 373.26, 374.08, 374.89, 375.71, 376.52, 377.33, 378.15, 378.96, 379.77, 380.58, 381.4, 382.21, 383.02, 383.83, 384.64, 385.45, 386.26, 387.08, 387.89, 388.7, 389.51, 390.32, 391.13, 391.94, 392.75, 393.55, 394.36, 395.17, 395.98, 396.79]
NUTNRB | 2015-06-11 |  | A01494 | 276 | CC_eno3 | [-0.00960599, -0.02811174, -0.01531139, -0.00778232, 0.00025179, -0.00119469, 0.00582925, 0.00953678, 0.0107432, 0.00288667, 0.00729227, 0.00467716, 0.00548509, -0.01174185, 0.00022296, 0.00458015, -0.00124849, -0.00043423, -0.00140136, -0.00280594, -0.00036874, 0.00292638, 0.00420851, 0.00306784, 0.00466621, 0.00655749, 0.0064576, 0.00668305, 0.00671675, 0.00659864, 0.00633933, 0.00609381, 0.00578614, 0.00545168, 0.00510397, 0.00477368, 0.00441338, 0.00407706, 0.00374056, 0.00341845, 0.0030998, 0.00280637, 0.00250405, 0.00223896, 0.00197647, 0.00174286, 0.00151101, 0.00131691, 0.0011457, 0.00097359, 0.0008383, 0.00070992, 0.00060154, 0.00049934, 0.00041286, 0.00034248, 0.00027822, 0.0002193, 0.00018108, 0.00013855, 0.00010966, 0.00008601, 0.00006222, 0.00004822, 0.00003251, 0.000021, 0.00000829, 0.00000626, -0.00000029, -0.00001009, -0.00001267, -0.0000142, -0.00000648, -0.00000824, -0.00001341, -0.00000961, -0.00000977, -0.00000618, -0.0000097, -0.00001024, -0.00000961, -0.00000966, 0.00000164, 0.00000162, 0.00001141, 0.00001024, 0.00001807, 0.00001912, 0.00002477, 0.00003099, 0.00003831, 0.00003264, 0.00004984, 0.00004543, 0.00004769, 0.00003397, 0.00005183, 0.00004432, 0.00005616, 0.00005812, 0.00006008, 0.00005674, 0.00006722, 0.00006857, 0.00007173, 0.00006969, 0.00008054, 0.00008586, 0.00008263, 0.00009155, 0.00009974, 0.00011039, 0.0000946, 0.00011049, 0.00010478, 0.00011799, 0.00011409, 0.00010977, 0.00011709, 0.00012198, 0.00013667, 0.00014808, 0.00014074, 0.0001405, 0.00013851, 0.00012851, 0.00013563, 0.00014882, 0.00014716, 0.00015163, 0.00016104, 0.00016698, 0.00017518, 0.00017542, 0.00017959, 0.00016823, 0.00018063, 0.00018909, 0.00019318, 0.00017891, 0.00018397, 0.00020205, 0.00019893, 0.0002159, 0.00021667, 0.00021238, 0.00023177, 0.00021194, 0.00022952, 0.00022827, 0.00023094, 0.00023353, 0.00022907, 0.00023065, 0.0002447, 0.00023271, 0.00022997, 0.00026338, 0.0002627, 0.00025827, 0.00026589, 0.00025806, 0.00027052, 0.00026192, 0.00026373, 0.00027069, 0.00027686, 0.0002977, 0.0002897, 0.00029764, 0.00029236, 0.00029287, 0.00028284, 0.00030021, 0.00030327, 0.00028676, 0.00031092, 0.00030968, 0.00033944, 0.00034292, 0.00032974, 0.00034221, 0.00032091, 0.00032874, 0.00034765, 0.00035574, 0.00035589, 0.00034638, 0.00034475, 0.00033483, 0.00038583, 0.00038929, 0.00038607, 0.00038612, 0.00038952, 0.00035885, 0.0003877, 0.00038067, 0.00038395, 0.00038725, 0.00038178, 0.00040616, 0.0003562, 0.00038783, 0.00033692, 0.00037958, 0.00039728, 0.00041887, 0.00039784, 0.00042536, 0.00041136, 0.0004572, 0.0004271, 0.00044228, 0.00047024, 0.00045509, 0.00041329, 0.0004772, 0.00045854, 0.00045029, 0.00043431, 0.00045114, 0.00039873, 0.00047968, 0.00045625, 0.00045051, 0.00046699, 0.00046968, 0.00042455, 0.00040166, 0.0004747, 0.00045475, 0.00051623, 0.00047639, 0.00050272, 0.00049527, 0.00054086, 0.00053364, 0.00057094, 0.00057158, 0.00055601, 0.00058008, 0.00050155, 0.00060074, 0.00051972, 0.00063064, 0.00060012, 0.00054614, 0.00048159, 0.00052099, 0.00047004, 0.00048592, 0.00040857, 0.00053645, 0.00056793, 0.00057125]
NUTNRB | 2015-06-11 |  | A01494 | 276 | CC_eswa | [0.01043767, 0.04304932, 0.03236873, 0.01170524, 0.00497871, 0.00457722, 0.01208815, 0.00044703, 0.0018532, 0.00259616, 0.00531233, 0.00909268, 0.01221119, 0.03629353, 0.03678625, 0.04982427, 0.05716166, 0.0636224, 0.07104779, 0.07322105, 0.07138957, 0.06879718, 0.06873033, 0.06606497, 0.06004566, 0.05259747, 0.04547587, 0.03826274, 0.03176186, 0.02603507, 0.02130546, 0.01719021, 0.01380956, 0.01106372, 0.00878415, 0.00695949, 0.00549231, 0.00431167, 0.00337787, 0.00264318, 0.00206625, 0.00159982, 0.0012517, 0.00097048, 0.00076751, 0.0005993, 0.00048035, 0.00037507, 0.00030347, 0.00024803, 0.00019528, 0.00017488, 0.00014508, 0.00012464, 0.00010625, 0.00008626, 0.0000731, 0.00006367, 0.00005621, 0.00004876, 0.00003824, 0.0000238, 0.00002096, 0.00001571, 0.00001633, 0.00001127, 0.00000695, 0.0000008, 0.00000026, -0.00000083, -0.00000128, -0.00000662, -0.00001251, -0.00001211, -0.00001424, -0.0000066, -0.00000566, -0.00000456, -0.00000046, 0.00000469, 0.00000428, 0.0000042, -0.0000061, 0.00000846, -0.00000822, 0.00000466, 0.00000511, 0.00001218, 0.00000374, 0.00000832, 0.00000514, 0.0000142, 0.00000633, 0.00000991, 0.00001155, 0.0000227, 0.00000713, 0.00001824, 0.00001729, 0.00002003, 0.00001644, 0.00003379, 0.00003319, 0.0000332, 0.000047, 0.00003951, 0.00004682, 0.00004833, 0.00004258, 0.00003591, 0.00003985, 0.00002197, 0.00004112, 0.00002288, 0.00006173, 0.00004055, 0.00005906, 0.00006139, 0.0000493, 0.00005567, 0.0000312, 0.000041, 0.00004125, 0.00005715, 0.0000558, 0.0000775, 0.00006681, 0.00006721, 0.00007423, 0.00007097, 0.00007827, 0.00007366, 0.00008113, 0.00008088, 0.00008286, 0.00009928, 0.00009055, 0.00010131, 0.00010324, 0.00012006, 0.00012667, 0.0001162, 0.00011936, 0.00011059, 0.00012042, 0.0001245, 0.00011828, 0.00013745, 0.0001329, 0.00014155, 0.00014351, 0.00014936, 0.00015762, 0.0001642, 0.00015195, 0.00017202, 0.00019788, 0.00017772, 0.00018456, 0.00020108, 0.00019248, 0.00020224, 0.00018451, 0.00020031, 0.00021201, 0.00019603, 0.00019759, 0.00020982, 0.00018875, 0.00021418, 0.00021414, 0.00024798, 0.00023928, 0.00024147, 0.00021697, 0.00024448, 0.00024703, 0.00028162, 0.00025618, 0.00025381, 0.00026054, 0.00027872, 0.00027078, 0.00029501, 0.00028719, 0.00027705, 0.0002629, 0.0003013, 0.00028681, 0.00033201, 0.00029955, 0.0002706, 0.00029011, 0.0002997, 0.00028451, 0.00029609, 0.0003034, 0.00034058, 0.00035478, 0.00034358, 0.00033868, 0.00034437, 0.00038894, 0.00036438, 0.00043813, 0.00039788, 0.00034127, 0.00036928, 0.00035394, 0.0003337, 0.00036177, 0.00033326, 0.00038106, 0.00036881, 0.00039584, 0.00042643, 0.00050243, 0.00040813, 0.00041856, 0.00044879, 0.00040823, 0.00042142, 0.00045952, 0.00045886, 0.00045459, 0.00048033, 0.00041747, 0.00045056, 0.00048171, 0.00049199, 0.00047578, 0.00053318, 0.00045337, 0.00048409, 0.00045764, 0.00042513, 0.00044328, 0.00042601, 0.00041776, 0.00054928, 0.0005046, 0.00058061, 0.0005745, 0.00056315, 0.0006132, 0.00053886, 0.00058442, 0.00056643, 0.00063575, 0.00060126, 0.0006437, 0.00060895, 0.00061835, 0.00055825, 0.00053616, 0.00054011]
NUTNRB | 2015-06-11 |  | A01494 | 276 | CC_di | [25, 27, 36, 25, 33, 32, 54, 34, 39, 35, 43, 45, 57, 145, 418, 1259, 3138, 6147, 9672, 12729, 14765, 15913, 16393, 16618, 16755, 16987, 17398, 17978, 18876, 19991, 21409, 23093, 25020, 27158, 29379, 31643, 33702, 35400, 36592, 37158, 37021, 36261, 35041, 33535, 32009, 30485, 29166, 28118, 27325, 26831, 26617, 26691, 27010, 27551, 28319, 29313, 30485, 31801, 33295, 34887, 36499, 38077, 39575, 40891, 41933, 42580, 42752, 42477, 41680, 40420, 38788, 36952, 34940, 32970, 30996, 29160, 27472, 25959, 24597, 23437, 22405, 21538, 20795, 20210, 19727, 19373, 19129, 19003, 18955, 19020, 19177, 19440, 19745, 20147, 20586, 21031, 21502, 21929, 22303, 22573, 22718, 22713, 22554, 22207, 21714, 21064, 20322, 19512, 18681, 17837, 17036, 16259, 15551, 14901, 14354, 13828, 13401, 13019, 12701, 12456, 12255, 12129, 12035, 12015, 12029, 12099, 12212, 12358, 12559, 12769, 13037, 13316, 13627, 13929, 14273, 14604, 14939, 15287, 15603, 15908, 16193, 16423, 16611, 16746, 16828, 16835, 16814, 16714, 16559, 16355, 16073, 15759, 15400, 15007, 14587, 14167, 13738, 13295, 12869, 12442, 12051, 11676, 11295, 10943, 10610, 10261, 9964, 9664, 9339, 9058, 8777, 8529, 8282, 8063, 7853, 7688, 7539, 7416, 7301, 7211, 7127, 7068, 6991, 6941, 6891, 6820, 6763, 6715, 6640, 6597, 6541, 6485, 6443, 6407, 6359, 6319, 6269, 6246, 6213, 6175, 6143, 6112, 6077, 6032, 6004, 5942, 5882, 5846, 5759, 5687, 5615, 5516, 5439, 5341, 5243, 5149, 5042, 4927, 4819, 4717, 4565, 4437, 4305, 4172, 4031, 3921, 3796, 3697, 3605, 3517, 3431, 3358, 3295, 3241, 3169, 3085, 3012, 2927, 2863, 2809, 2735, 2685, 2620, 2591, 2548, 2511, 2473, 2429, 2402, 2398, 2397, 2365, 2315, 2261, 2193, 2193]
[9 empty] | NUTNRB | 2015-06-11 | A01495 | 277 | CC_lower_wavelength_limit_for_spectra_fit | Constant
[9 empty] | NUTNRB | 2015-06-11 | A01495 | 277 | CC_upper_wavelength_limit_for_spectra_fit | Constant
[9 empty] | NUTNRB | 2015-06-11 | A01495 | 277 | CC_cal_temp
[9 empty] | NUTNRB | 2015-06-11 | A01495 | 277 | CC_wl
[9 empty] | NUTNRB | 2015-06-11 | A01495 | 277 | CC_eno3
[9 empty] | NUTNRB | 2015-06-11 | A01495 | 277 | CC_eswa
[9 empty] | NUTNRB | 2015-06-11 | A01495 | 277 | CC_di
NUTNRB | 2015-07-17 |  | A01637 | 280 | CC_lower_wavelength_limit_for_spectra_fit | 217 | Constant. wllower = Lower wavelength limit for spectra fit. From DPS: 217 nm (1-cm pathlength probe tip) or 220 nm (4-cm pathlength probe tip) | From CP04OSSM-00003
NUTNRB | 2015-07-17 |  | A01637 | 280 | CC_upper_wavelength_limit_for_spectra_fit | 240 | Constant. wlupper = Upper wavelength limit for spectra fit. From DPS: 240 nm (1-cm pathlength probe tip) or 245 nm (4-cm pathlength probe tip)
NUTNRB | 2015-07-17 |  | A01637 | 280 | CC_cal_temp | 20.11 | cal_temp = Calibration water temperature value
NUTNRB | 2015-07-17 |  | A01637 | 280 | CC_wl | [189.74, 190.53, 191.32, 192.11, 192.9, 193.69, 194.48, 195.27, 196.06, 196.85, 197.64, 198.44, 199.23, 200.02, 200.81, 201.6, 202.4, 203.19, 203.98, 204.78, 205.57, 206.36, 207.16, 207.95, 208.75, 209.54, 210.34, 211.13, 211.93, 212.72, 213.52, 214.31, 215.11, 215.91, 216.7, 217.5, 218.3, 219.09, 219.89, 220.69, 221.49, 222.28, 223.08, 223.88, 224.68, 225.48, 226.28, 227.07, 227.87, 228.67, 229.47, 230.27, 231.07, 231.87, 232.67, 233.47, 234.27, 235.07, 235.87, 236.67, 237.47, 238.27, 239.08, 239.88, 240.68, 241.48, 242.28, 243.08, 243.89, 244.69, 245.49, 246.29, 247.09, 247.9, 248.7, 249.5, 250.31, 251.11, 251.91, 252.72, 253.52, 254.32, 255.13, 255.93, 256.73, 257.54, 258.34, 259.15, 259.95, 260.75, 261.56, 262.36, 263.17, 263.97, 264.78, 265.58, 266.39, 267.19, 268, 268.8, 269.61, 270.41, 271.22, 272.02, 272.83, 273.63, 274.44, 275.24, 276.05, 276.86, 277.66, 278.47, 279.27, 280.08, 280.89, 281.69, 282.5, 283.3, 284.11, 284.92, 285.72, 286.53, 287.34, 288.14, 288.95, 289.75, 290.56, 291.37, 292.17, 292.98, 293.79, 294.59, 295.4, 296.21, 297.01, 297.82, 298.63, 299.43, 300.24, 301.05, 301.85, 302.66, 303.47, 304.27, 305.08, 305.89, 306.69, 307.5, 308.31, 309.11, 309.92, 310.72, 311.53, 312.34, 313.14, 313.95, 314.76, 315.56, 316.37, 317.18, 317.98, 318.79, 319.59, 320.4, 321.21, 322.01, 322.82, 323.62, 324.43, 325.24, 326.04, 326.85, 327.65, 328.46, 329.26, 330.07, 330.87, 331.68, 332.48, 333.29, 334.09, 334.9, 335.7, 336.51, 337.31, 338.12, 338.92, 339.73, 340.53, 341.34, 342.14, 342.94, 343.75, 344.55, 345.36, 346.16, 346.96, 347.77, 348.57, 349.37, 350.18, 350.98, 351.78, 352.59, 353.39, 354.19, 354.99, 355.8, 356.6, 357.4, 358.2, 359, 359.81, 360.61, 361.41, 362.21, 363.01, 363.81, 364.61, 365.41, 366.21, 367.02, 367.82, 368.62, 369.42, 370.22, 371.02, 371.81, 372.61, 373.41, 374.21, 375.01, 375.81, 376.61, 377.41, 378.2, 379, 379.8, 380.6, 381.4, 382.19, 382.99, 383.79, 384.58, 385.38, 386.18, 386.97, 387.77, 388.56, 389.36, 390.16, 390.95, 391.75, 392.54, 393.33, 394.13] | wl = (1 x 256) array of wavelength bins
NUTNRB | 2015-07-17 |  | A01637 | 280 | CC_eno3 | [-0.0003776, 0.00600745, 0.00615169, 0.00527659, 0.00362787, 0.00609554, -0.001393, 0.0011625, 0.00405058, 0.00529601, -0.00635354, 0.00080198, 0.00019102, 0.00264418, 0.00432552, 0.0038811, 0.00488117, 0.00381815, -0.00061674, 0.00003618, 0.00129472, 0.00046084, 0.00245269, 0.00487692, 0.00540228, 0.00613124, 0.0064767, 0.00643732, 0.0063333, 0.00615971, 0.00588585, 0.00562534, 0.00533608, 0.00499225, 0.0046968, 0.00436223, 0.00403123, 0.00371836, 0.00338932, 0.00308217, 0.00278337, 0.00250705, 0.00222859, 0.00198022, 0.00174602, 0.00152581, 0.0013312, 0.00116394, 0.00099256, 0.00085736, 0.00072814, 0.00061108, 0.00051275, 0.00042892, 0.0003605, 0.00029794, 0.0002447, 0.00019387, 0.00016336, 0.00013705, 0.00010137, 0.00007958, 0.00006319, 0.00004252, 0.00003495, 0.00001526, 0.00000831, 0.00000732, -0.00000196, -0.00000936, -0.00000474, -0.00000904, -0.00001186, -0.00000778, -0.00001046, -0.00000488, -0.0000153, -0.00001382, -0.0000141, -0.00001449, -0.00000564, -0.00001101, 0.00001001, -0.00000214, 0.00001053, 0.0000148, 0.00001327, 0.00001372, 0.0000084, 0.00001019, 0.00002266, 0.00002353, 0.000019, 0.00002505, 0.00003088, 0.00003001, 0.00004022, 0.00002977, 0.00004424, 0.00004419, 0.0000411, 0.00004316, 0.00005582, 0.00004418, 0.00005889, 0.00007009, 0.00005519, 0.00006437, 0.00005819, 0.00004095, 0.00007239, 0.00007583, 0.00008416, 0.00009487, 0.00009789, 0.00010489, 0.00009801, 0.00009166, 0.00009298, 0.00010897, 0.00010697, 0.00011065, 0.00011805, 0.00010033, 0.00012799, 0.00011169, 0.00012134, 0.00012905, 0.00013956, 0.00013293, 0.00013263, 0.00013495, 0.00013639, 0.00013751, 0.00013627, 0.00013933, 0.0001522, 0.00014424, 0.00014512, 0.00014637, 0.00015737, 0.00015665, 0.00017446, 0.00017378, 0.0001677, 0.00017456, 0.00019525, 0.000183, 0.00019247, 0.00018869, 0.00018515, 0.00019264, 0.00019339, 0.00020393, 0.00019606, 0.00019747, 0.00022239, 0.00020686, 0.00020254, 0.00023258, 0.00023067, 0.00019682, 0.00022841, 0.00021927, 0.00021779, 0.00023841, 0.00024909, 0.00023323, 0.00025443, 0.0002238, 0.00023139, 0.00024807, 0.00025191, 0.00025573, 0.00026044, 0.00025086, 0.00026227, 0.00029704, 0.00027992, 0.00027493, 0.00029793, 0.00028581, 0.00029162, 0.00030135, 0.00029631, 0.00030025, 0.00030228, 0.00029273, 0.00028825, 0.00028955, 0.00030728, 0.00031641, 0.00033063, 0.00035756, 0.00033388, 0.00034835, 0.0003373, 0.0003492, 0.00035915, 0.00033004, 0.00035651, 0.00034949, 0.00036103, 0.00034529, 0.00036369, 0.00035739, 0.00035627, 0.00035276, 0.00036684, 0.00037539, 0.00036667, 0.00036499, 0.000387, 0.00037865, 0.00029741, 0.00037557, 0.0003758, 0.00040664, 0.00039138, 0.00035356, 0.00039398, 0.00039509, 0.00040825, 0.0004364, 0.00047561, 0.00044003, 0.00049246, 0.00045243, 0.00044512, 0.00040815, 0.00042667, 0.00039425, 0.0004343, 0.00047701, 0.00047865, 0.00046655, 0.00040655, 0.00047351, 0.0004621, 0.00041887, 0.00046305, 0.00049396, 0.00046102, 0.00046919, 0.00048179, 0.00052695, 0.00053951, 0.00054, 0.00053833, 0.00045639, 0.00050762, 0.00043766, 0.0004478, 0.00047327, 0.00047667, 0.00047995] | eno3 = (1 x 256) array of wavelength-dependent nitrate extinction coefficients
NUTNRB | 2015-07-17 |  | A01637 | 280 | CC_eswa | [0.01322459, -0.00048944, 0.00401132, 0.0037135, 0.00939836, 0.00357831, 0.00413511, 0.01126694, 0.00958868, 0.00617433, 0.01351241, 0.01371397, 0.03092414, 0.032215, 0.04591948, 0.05234677, 0.05876285, 0.06120504, 0.06708386, 0.06644442, 0.06650046, 0.06414933, 0.06093649, 0.05543331, 0.04938584, 0.04288602, 0.03666555, 0.03095641, 0.02597015, 0.02160036, 0.01787782, 0.01466949, 0.01195097, 0.00967534, 0.00778108, 0.0062006, 0.00491336, 0.00386251, 0.00304524, 0.00237487, 0.00185196, 0.00144642, 0.00114541, 0.00089502, 0.000712, 0.00057745, 0.00045982, 0.00036487, 0.00031291, 0.00025259, 0.00021274, 0.00018154, 0.00016292, 0.0001354, 0.00010886, 0.00009233, 0.00008057, 0.00007135, 0.00005467, 0.00003937, 0.00004407, 0.00003714, 0.00002653, 0.00002434, 0.00001816, 0.00001766, 0.00000661, 0.00000062, -0.00000292, 0.0000001, -0.00001947, -0.00000855, -0.00001124, -0.00001938, -0.00001598, -0.00000344, 0.00000101, 0.00000296, 0.00000188, 0.00001142, 0.00000995, 0.00001931, -0.00001077, 0.0000099, -0.00001281, 0.000004, -0.00002391, 0.00001249, 0.0000124, 0.00002045, 0.00001789, 0.00002259, 0.00002413, 0.0000231, 0.00001503, 0.0000206, 0.00000695, 0.00001895, 0.000007, 0.00002032, 0.00001944, 0.00002349, 0.00001801, 0.00002942, 0.00002908, 0.00003204, 0.00002103, 0.00002036, 0.00001778, 0.00003946, 0.00002768, -0.00000931, -0.00000606, 0.00000645, -0.00000721, -0.0000029, -0.00000659, 0.00001203, 0.00001026, 0.00000939, 0.00001176, 0.00000112, -0.00001388, 0.00000045, -0.00001018, 0.00000339, 0.00000003, 0.00000089, -0.00001452, -0.00000448, 0.0000019, -0.00000612, -0.00000352, -0.00001043, -0.00001355, 0.00000086, -0.00000844, -0.00000264, 0.00000522, 0.00001196, 0.00000097, 0.0000046, -0.00000901, 0.00000878, 0.00001756, 0.00000388, -0.00000812, 0.00001479, -0.00000641, 0.00000138, 0.00000221, 0.00001824, 0.00001568, 0.00002851, 0.00002813, 0.00003311, 0.00001951, 0.00002432, 0.00003439, 0.00003288, 0.0000047, 0.00005961, 0.00001549, 0.00005696, 0.00004185, 0.00004492, 0.00003772, 0.00004843, 0.0000424, 0.00006479, 0.00005199, 0.00007253, 0.00005586, 0.00006538, 0.0000617, 0.0000852, 0.00007487, 0.00006095, 0.00006628, 0.00008726, 0.00007043, 0.00008216, 0.00005976, 0.00008794, 0.00008879, 0.00009421, 0.00009552, 0.00010669, 0.00011766, 0.0001088, 0.00010148, 0.00008911, 0.0001081, 0.00011754, 0.00011748, 0.00012889, 0.00013669, 0.00013737, 0.00012457, 0.00016244, 0.00015263, 0.00015771, 0.00012577, 0.00015357, 0.00013418, 0.00015479, 0.00017119, 0.00017174, 0.00019265, 0.00014756, 0.00018361, 0.00018016, 0.00014708, 0.00015692, 0.00025692, 0.00017757, 0.00018242, 0.0001694, 0.0002181, 0.00023631, 0.00022138, 0.00022664, 0.00023072, 0.0001497, 0.00014088, 0.00016046, 0.00016306, 0.00018618, 0.00018128, 0.00026668, 0.00022599, 0.0002771, 0.00023953, 0.00022943, 0.00020536, 0.00023747, 0.00027613, 0.00020218, 0.00023585, 0.00026986, 0.00026698, 0.0002371, 0.00024535, 0.00027972, 0.00023303, 0.00022659, 0.00023179, 0.00023564, 0.0002788, 0.00034251, 0.0002736, 0.00036413, 0.00028466, 0.00033899, 0.0003059, 0.00030825] | eswa = (1 x 256) array of seawater extinction coefficients
NUTNRB | 2015-07-17 |  | A01637 | 280 | CC_di | [30, 26, 42, 49, 53, 38, 41, 54, 62, 59, 64, 113, 219, 575, 1399, 2967, 5431, 8507, 11668, 14509, 16893, 18926, 20820, 22737, 24717, 26903, 29225, 31561, 33894, 36015, 37747, 38997, 39533, 39393, 38651, 37339, 35679, 33890, 32125, 30564, 29213, 28152, 27403, 26945, 26779, 26927, 27340, 28048, 29043, 30281, 31762, 33475, 35318, 37240, 39169, 41000, 42638, 43896, 44695, 45037, 44791, 43986, 42744, 41121, 39216, 37191, 35114, 33127, 31242, 29561, 28046, 26773, 25615, 24628, 23820, 23159, 22635, 22227, 21955, 21817, 21787, 21844, 21995, 22275, 22578, 22978, 23339, 23821, 24250, 24633, 24939, 25107, 25133, 24967, 24650, 24154, 23460, 22633, 21715, 20715, 19694, 18653, 17655, 16714, 15853, 15064, 14359, 13786, 13283, 12859, 12525, 12233, 12036, 11910, 11826, 11817, 11837, 11931, 12083, 12271, 12509, 12797, 13127, 13536, 13975, 14468, 15011, 15581, 16048, 16779, 17379, 17950, 18494, 18995, 19421, 19793, 20067, 20240, 20346, 20342, 20221, 20024, 19728, 19404, 18992, 18508, 18009, 17537, 16987, 16481, 15970, 15515, 15029, 14613, 14187, 13796, 13421, 13071, 12799, 12541, 12270, 12079, 11878, 11729, 11581, 11456, 11327, 11230, 11108, 11005, 10895, 10795, 10685, 10608, 10535, 10509, 10495, 10483, 10499, 10546, 10591, 10655, 10705, 10800, 10865, 10924, 10966, 11024, 11040, 11053, 11041, 11017, 10990, 10955, 10914, 10864, 10809, 10714, 10615, 10504, 10385, 10231, 10073, 9913, 9736, 9535, 9348, 9132, 8924, 8666, 8449, 8214, 7971, 7735, 7510, 7291, 7072, 6867, 6683, 6510, 6349, 6193, 6054, 5873, 5703, 5553, 5418, 5300, 5192, 5123, 5037, 4992, 4931, 4900, 4860, 4871, 4859, 4829, 4781, 4727, 4688, 4659, 4625, 4604, 4583, 4578, 4579, 4599, 4625, 4625, 4643, 4685, 4739, 4795, 4744, 4744] | di = (1 x 256) array of deionized water reference spectrum
NUTNRB | 2015-07-17 |  | A01638 | 283 | CC_lower_wavelength_limit_for_spectra_fit | 217 | Constant. wllower = Lower wavelength limit for spectra fit. From DPS: 217 nm (1-cm pathlength probe tip) or 220 nm (4-cm pathlength probe tip) | From CP03ISSM-00003
NUTNRB | 2015-07-17 |  | A01638 | 283 | CC_upper_wavelength_limit_for_spectra_fit | 240 | Constant. wlupper = Upper wavelength limit for spectra fit. From DPS: 240 nm (1-cm pathlength probe tip) or 245 nm (4-cm pathlength probe tip)
NUTNRB | 2015-07-17 |  | A01638 | 283 | CC_cal_temp | 20.09 | cal_temp = Calibration water temperature value
NUTNRB | 2015-07-17 |  | A01638 | 283 | CC_wl | [190.12, 190.91, 191.7, 192.48, 193.27, 194.06, 194.85, 195.64, 196.43, 197.22, 198.01, 198.8, 199.59, 200.39, 201.18, 201.97, 202.76, 203.55, 204.34, 205.14, 205.93, 206.72, 207.52, 208.31, 209.1, 209.9, 210.69, 211.48, 212.28, 213.07, 213.87, 214.66, 215.46, 216.25, 217.05, 217.84, 218.64, 219.43, 220.23, 221.03, 221.82, 222.62, 223.42, 224.21, 225.01, 225.81, 226.61, 227.4, 228.2, 229, 229.8, 230.6, 231.39, 232.19, 232.99, 233.79, 234.59, 235.39, 236.19, 236.99, 237.79, 238.59, 239.39, 240.19, 240.99, 241.79, 242.59, 243.39, 244.19, 244.99, 245.79, 246.59, 247.39, 248.19, 248.99, 249.79, 250.6, 251.4, 252.2, 253, 253.8, 254.6, 255.41, 256.21, 257.01, 257.81, 258.62, 259.42, 260.22, 261.02, 261.83, 262.63, 263.43, 264.24, 265.04, 265.84, 266.64, 267.45, 268.25, 269.05, 269.86, 270.66, 271.47, 272.27, 273.07, 273.88, 274.68, 275.48, 276.29, 277.09, 277.9, 278.7, 279.5, 280.31, 281.11, 281.92, 282.72, 283.53, 284.33, 285.13, 285.94, 286.74, 287.55, 288.35, 289.16, 289.96, 290.77, 291.57, 292.38, 293.18, 293.98, 294.79, 295.59, 296.4, 297.2, 298.01, 298.81, 299.62, 300.42, 301.23, 302.03, 302.84, 303.64, 304.44, 305.25, 306.05, 306.86, 307.66, 308.47, 309.27, 310.08, 310.88, 311.68, 312.49, 313.29, 314.1, 314.9, 315.71, 316.51, 317.31, 318.12, 318.92, 319.73, 320.53, 321.33, 322.14, 322.94, 323.74, 324.55, 325.35, 326.16, 326.96, 327.76, 328.57, 329.37, 330.17, 330.98, 331.78, 332.58, 333.38, 334.19, 334.99, 335.79, 336.59, 337.4, 338.2, 339, 339.8, 340.61, 341.41, 342.21, 343.01, 343.81, 344.61, 345.42, 346.22, 347.02, 347.82, 348.62, 349.42, 350.22, 351.02, 351.82, 352.62, 353.42, 354.22, 355.02, 355.82, 356.62, 357.42, 358.22, 359.02, 359.82, 360.62, 361.42, 362.22, 363.02, 363.82, 364.61, 365.41, 366.21, 367.01, 367.81, 368.6, 369.4, 370.2, 370.99, 371.79, 372.59, 373.38, 374.18, 374.98, 375.77, 376.57, 377.37, 378.16, 378.96, 379.75, 380.55, 381.34, 382.14, 382.93, 383.72, 384.52, 385.31, 386.11, 386.9, 387.69, 388.48, 389.28, 390.07, 390.86, 391.65, 392.45, 393.24, 394.03] | wl = (1 x 256) array of wavelength bins
NUTNRB | 2015-07-17 |  | A01638 | 283 | CC_eno3 | [-0.0042937, 0.0060317, -0.00125202, 0.00105953, 0.00509713, -0.00060467, 0.00201443, 0.00628304, 0.00165314, 0.00149077, 0.00280386, 0.00370507, 0.00046304, 0.00390073, -0.0013408, 0.0010736, 0.00231919, 0.00087912, 0.00047432, 0.00249834, 0.00626723, 0.0073538, 0.0047526, 0.00587422, 0.00642596, 0.00677406, 0.00668302, 0.00657555, 0.00635202, 0.00606936, 0.00579803, 0.00549077, 0.00516958, 0.00487164, 0.00455452, 0.00423773, 0.00389539, 0.00358865, 0.00326504, 0.00300633, 0.00269252, 0.00240247, 0.00214604, 0.00191049, 0.00168404, 0.00147498, 0.00128053, 0.0011054, 0.00094711, 0.0008133, 0.00069567, 0.00057879, 0.0004859, 0.00040235, 0.00032885, 0.00027095, 0.00022616, 0.00018082, 0.00014587, 0.00011644, 0.00008481, 0.00006529, 0.00004652, 0.00002759, 0.000016, 0.00001658, 0.00000529, 0.00000372, -0.0000049, -0.00000735, -0.00000547, -0.00000838, -0.00001729, -0.00002024, -0.0000167, -0.00001539, -0.00000701, -0.00001068, -0.00001239, -0.000014, 0.00001023, -0.00000054, -0.00000108, 0.00001517, 0.00001967, 0.00001802, 0.00000654, 0.00000261, 0.00001637, 0.00001242, 0.00001304, 0.00002612, 0.00002218, 0.00003106, 0.00002387, 0.00002546, 0.00003818, 0.00004154, 0.0000433, 0.00004697, 0.00004644, 0.00005454, 0.00005719, 0.00007206, 0.00006595, 0.00005064, 0.00005486, 0.00008211, 0.00008341, 0.000104, 0.00009399, 0.00010296, 0.0000892, 0.00009411, 0.00009163, 0.00010032, 0.00009001, 0.00008472, 0.00010892, 0.00010409, 0.00010451, 0.00011537, 0.0001258, 0.0001315, 0.00013191, 0.00014357, 0.00015062, 0.00015258, 0.00015529, 0.00015496, 0.00016642, 0.00016669, 0.00016071, 0.00015289, 0.00016073, 0.00017598, 0.00018728, 0.00018403, 0.00018718, 0.00018154, 0.00018422, 0.00019969, 0.00019454, 0.00020834, 0.00020123, 0.00021836, 0.0002185, 0.00022084, 0.00022897, 0.0002273, 0.00021981, 0.000236, 0.00023527, 0.00021122, 0.00023128, 0.00022177, 0.0002415, 0.00024603, 0.00027081, 0.00025413, 0.00026222, 0.00026576, 0.00027318, 0.00026985, 0.00027197, 0.00027991, 0.00027921, 0.00026267, 0.00028529, 0.00028067, 0.00029135, 0.00028921, 0.00030753, 0.00029574, 0.00030653, 0.00031254, 0.00031462, 0.00032737, 0.00033215, 0.00032877, 0.00033122, 0.00034149, 0.00032102, 0.00033904, 0.00033549, 0.00033482, 0.00034586, 0.00035598, 0.00034754, 0.00035282, 0.0003581, 0.0003644, 0.00038137, 0.00038287, 0.0003505, 0.00037319, 0.00037666, 0.00038004, 0.00041336, 0.00040841, 0.00039753, 0.00041192, 0.0003932, 0.00039494, 0.00038388, 0.00042253, 0.00040744, 0.00041664, 0.00041977, 0.00043972, 0.0004157, 0.00042854, 0.00043753, 0.00043778, 0.00042754, 0.00044368, 0.00044255, 0.00041391, 0.00040769, 0.00043471, 0.00043101, 0.00045944, 0.00044759, 0.00048198, 0.0004772, 0.00048992, 0.0004767, 0.0004798, 0.00050394, 0.00051043, 0.0004916, 0.00047359, 0.0004896, 0.00050776, 0.00050108, 0.00053345, 0.00049765, 0.00049773, 0.00052745, 0.00052441, 0.00052862, 0.00053282, 0.00052317, 0.00052315, 0.00050312, 0.00050264, 0.00053801, 0.00054152, 0.00055304, 0.00055257, 0.00055588, 0.00053706, 0.00059769, 0.00060841, 0.0005927, 0.00059609] | eno3 = (1 x 256) array of wavelength-dependent nitrate extinction coefficients
NUTNRB | 2015-07-17 |  | A01638 | 283 | CC_eswa | [0.00822779, 0.00932228, 0.01143729, 0.00967097, 0.01077198, 0.0055175, 0.00505584, 0.00266912, 0.01093875, 0.00786081, 0.00825177, 0.0168315, 0.0333428, 0.0458006, 0.05613625, 0.06043272, 0.06689735, 0.07233699, 0.07366109, 0.07308802, 0.07184156, 0.06700337, 0.06221405, 0.05589703, 0.0489633, 0.04186233, 0.03529136, 0.02944687, 0.02442321, 0.0201429, 0.0165229, 0.01345613, 0.01091957, 0.00880108, 0.00705764, 0.00562452, 0.00446647, 0.00352695, 0.00277958, 0.00217937, 0.00170826, 0.00134302, 0.0010477, 0.00084023, 0.00065761, 0.00052796, 0.00042972, 0.00036109, 0.00028856, 0.00023827, 0.00019537, 0.00017268, 0.00015378, 0.00013622, 0.00011215, 0.00009845, 0.00009129, 0.00007293, 0.00005692, 0.00005286, 0.00005022, 0.00003555, 0.00002549, 0.00002384, 0.00001298, 0.00000735, 0.0000025, -0.00000352, -0.00000847, -0.00000625, -0.00001021, -0.0000013, -0.00000906, -0.0000105, -0.00001016, -0.00000381, -0.00000702, 0.00000318, -0.00001049, 0.00000775, -0.00000983, 0.00000888, 0.00000601, -0.00000338, -0.00000616, 0.00000023, 0.00000983, 0.00001761, 0.00001427, 0.00002305, 0.00002069, 0.00002356, 0.00002869, 0.00001906, 0.00002211, 0.00001782, 0.00002503, 0.00003018, 0.00001972, 0.00003245, 0.00003376, 0.000021, 0.00003711, 0.00002994, 0.00003373, 0.00003607, 0.00004127, 0.00002704, 0.00002092, 0.00000473, 0.00002077, 0.00000801, 0.00002417, 0.00003875, 0.00002182, 0.00003229, 0.00003607, 0.00002982, 0.00002545, 0.00004503, 0.00002713, 0.00002109, 0.00001108, 0.0000137, 0.00000703, -0.00000536, -0.00001108, 0.00000526, 0.00002211, 0.00001844, 0.00001078, 0.00000393, 0.00001186, 0.00003862, 0.00002417, 0.0000163, 0.00001327, 0.00001238, 0.00001425, 0.00003101, 0.00002836, 0.00002304, 0.00003094, 0.00001951, 0.00002232, 0.00002052, 0.00001814, 0.00002157, 0.00004038, 0.00004025, 0.00004994, 0.00005021, 0.0000446, 0.00006509, 0.00006344, 0.00004913, 0.00004876, 0.00004989, 0.00003803, 0.00005422, 0.0000515, 0.00005826, 0.00006808, 0.00006388, 0.00005789, 0.0000638, 0.00005745, 0.00008184, 0.00008216, 0.00008475, 0.00006619, 0.00009845, 0.00008334, 0.00007594, 0.00007873, 0.00007341, 0.00008781, 0.00009698, 0.00008823, 0.00011581, 0.0000877, 0.00007601, 0.00010807, 0.00008266, 0.00010522, 0.00012671, 0.00008445, 0.00012268, 0.00012257, 0.00012551, 0.00011525, 0.00012871, 0.0001397, 0.00014449, 0.00014593, 0.00015356, 0.00016059, 0.00013949, 0.0001065, 0.00013873, 0.00015565, 0.00014154, 0.00017254, 0.00016504, 0.00018491, 0.00015738, 0.00017829, 0.00018238, 0.00019418, 0.00016344, 0.00021433, 0.00017153, 0.00019411, 0.00019908, 0.00021245, 0.00016898, 0.00019057, 0.0002026, 0.00022787, 0.00020555, 0.00021297, 0.00021306, 0.00025792, 0.00023334, 0.00023692, 0.0002004, 0.00023613, 0.00023235, 0.0001889, 0.0001852, 0.00022527, 0.00027997, 0.00023013, 0.00027269, 0.00023963, 0.00024084, 0.00025903, 0.00007826, 0.00020376, 0.00023308, 0.00021971, 0.00023199, 0.00023843, 0.00023768, 0.00030315, 0.00029728, 0.00026003, 0.00031119, 0.00027602, 0.0002977, 0.00031785, 0.00027433, 0.00024293, 0.00028171, 0.00026694, 0.00026934] | eswa = (1 x 256) array of seawater extinction coefficients
NUTNRB | 2015-07-17 |  | A01638 | 283 | CC_di | [30, 55, 55, 69, 75, 61, 53, 70, 69, 71, 75, 151, 365, 907, 2129, 4129, 6743, 9460, 11799, 13605, 14943, 16008, 16972, 18020, 19193, 20543, 22109, 23823, 25661, 27561, 29388, 31011, 32273, 33001, 33197, 32790, 31875, 30600, 29087, 27556, 26076, 24779, 23647, 22839, 22243, 21904, 21835, 22000, 22390, 23016, 23863, 24891, 26163, 27521, 29025, 30631, 32225, 33727, 34987, 36007, 36693, 36970, 36737, 36125, 35120, 33793, 32277, 30637, 28939, 27338, 25827, 24478, 23243, 22165, 21235, 20470, 19807, 19275, 18841, 18520, 18306, 18193, 18151, 18199, 18344, 18567, 18856, 19210, 19618, 20051, 20471, 20903, 21310, 21675, 21937, 22077, 22085, 21959, 21659, 21243, 20658, 19953, 19189, 18385, 17579, 16768, 16001, 15303, 14664, 14088, 13592, 13155, 12810, 12517, 12278, 12113, 11994, 11925, 11909, 11960, 12037, 12165, 12351, 12588, 12867, 13188, 13568, 14020, 14499, 14997, 15534, 16077, 16633, 17215, 17773, 18321, 18830, 19277, 19677, 20027, 20287, 20473, 20557, 20554, 20437, 20263, 20004, 19705, 19358, 18927, 18455, 18003, 17511, 17016, 16539, 16039, 15591, 15139, 14702, 14312, 13955, 13613, 13313, 13039, 12788, 12577, 12373, 12183, 12038, 11853, 11661, 11510, 11341, 11176, 11055, 10939, 10854, 10792, 10731, 10727, 10708, 10719, 10749, 10782, 10819, 10867, 10880, 10938, 10976, 10996, 11004, 11023, 11038, 11039, 11045, 11067, 11064, 11056, 11039, 11019, 10990, 10941, 10903, 10837, 10768, 10677, 10594, 10465, 10343, 10182, 10032, 9844, 9667, 9465, 9260, 9045, 8833, 8620, 8423, 8225, 8039, 7872, 7690, 7483, 7260, 7041, 6849, 6687, 6528, 6401, 6294, 6205, 6108, 6052, 5975, 5949, 5912, 5783, 5767, 5681, 5598, 5524, 5468, 5409, 5377, 5353, 5333, 5340, 5315, 5311, 5327, 5330, 5372, 5426, 5372, 5372] | di = (1 x 256) array of deionized water reference spectrum
NUTNRB | 2015-07-20 |  | A01639 | 284 | CC_lower_wavelength_limit_for_spectra_fit | 217 | Constant | From CP01CNSM-00004
NUTNRB | 2015-07-20 |  | A01639 | 284 | CC_upper_wavelength_limit_for_spectra_fit | 240 | Constant
NUTNRB | 2015-07-20 |  | A01639 | 284 | CC_cal_temp | 20.11
NUTNRB | 2015-07-20 |  | A01639 | 284 | CC_wl | [189.86, 190.65, 191.44, 192.22, 193.01, 193.8, 194.59, 195.38, 196.16, 196.95, 197.74, 198.53, 199.32, 200.11, 200.9, 201.69, 202.48, 203.27, 204.06, 204.85, 205.65, 206.44, 207.23, 208.02, 208.81, 209.61, 210.4, 211.19, 211.98, 212.78, 213.57, 214.36, 215.16, 215.95, 216.74, 217.54, 218.33, 219.13, 219.92, 220.72, 221.51, 222.31, 223.1, 223.9, 224.69, 225.49, 226.29, 227.08, 227.88, 228.68, 229.47, 230.27, 231.07, 231.86, 232.66, 233.46, 234.26, 235.05, 235.85, 236.65, 237.45, 238.25, 239.04, 239.84, 240.64, 241.44, 242.24, 243.04, 243.84, 244.64, 245.44, 246.23, 247.03, 247.83, 248.63, 249.43, 250.23, 251.03, 251.83, 252.63, 253.43, 254.24, 255.04, 255.84, 256.64, 257.44, 258.24, 259.04, 259.84, 260.64, 261.44, 262.25, 263.05, 263.85, 264.65, 265.45, 266.25, 267.05, 267.86, 268.66, 269.46, 270.26, 271.06, 271.87, 272.67, 273.47, 274.27, 275.08, 275.88, 276.68, 277.48, 278.29, 279.09, 279.89, 280.69, 281.5, 282.3, 283.1, 283.9, 284.71, 285.51, 286.31, 287.12, 287.92, 288.72, 289.53, 290.33, 291.13, 291.93, 292.74, 293.54, 294.34, 295.15, 295.95, 296.75, 297.56, 298.36, 299.16, 299.96, 300.77, 301.57, 302.37, 303.18, 303.98, 304.78, 305.59, 306.39, 307.19, 307.99, 308.8, 309.6, 310.4, 311.2, 312.01, 312.81, 313.61, 314.42, 315.22, 316.02, 316.82, 317.63, 318.43, 319.23, 320.03, 320.83, 321.64, 322.44, 323.24, 324.04, 324.84, 325.65, 326.45, 327.25, 328.05, 328.85, 329.65, 330.46, 331.26, 332.06, 332.86, 333.66, 334.46, 335.26, 336.06, 336.86, 337.67, 338.47, 339.27, 340.07, 340.87, 341.67, 342.47, 343.27, 344.07, 344.87, 345.67, 346.47, 347.27, 348.06, 348.86, 349.66, 350.46, 351.26, 352.06, 352.86, 353.66, 354.45, 355.25, 356.05, 356.85, 357.65, 358.44, 359.24, 360.04, 360.84, 361.63, 362.43, 363.23, 364.02, 364.82, 365.62, 366.41, 367.21, 368, 368.8, 369.6, 370.39, 371.19, 371.98, 372.78, 373.57, 374.37, 375.16, 375.95, 376.75, 377.54, 378.34, 379.13, 379.92, 380.71, 381.51, 382.3, 383.09, 383.89, 384.68, 385.47, 386.26, 387.05, 387.84, 388.63, 389.43, 390.22, 391.01, 391.8, 392.59, 393.38]
NUTNRB | 2015-07-20 |  | A01639 | 284 | CC_eno3 | [0.00022302, 0.02363846, 0.00549698, 0.00315502, 0.00337571, 0.0020033, 0.00078306, 0.00345115, -0.00144168, 0.00656214, -0.00019429, 0.00046653, -0.0001891, 0.00388168, -0.00061826, -0.00018131, 0.0006259, 0.01118034, 0.00242022, 0.00207569, 0.00069215, 0.00125068, 0.00214476, 0.00417196, 0.00504578, 0.00619311, 0.00629207, 0.00651336, 0.00633307, 0.00608974, 0.00589366, 0.00565509, 0.00534901, 0.00504698, 0.00472627, 0.00441384, 0.0041025, 0.00380255, 0.00349456, 0.00318634, 0.00289885, 0.00260955, 0.00233806, 0.00207743, 0.0018455, 0.00161291, 0.00141323, 0.00122176, 0.0010571, 0.0009016, 0.0007718, 0.00065045, 0.00055369, 0.00045419, 0.00039475, 0.00031588, 0.00026287, 0.00021331, 0.00018241, 0.00013637, 0.00010674, 0.00008331, 0.00006433, 0.00004568, 0.0000299, 0.00002464, 0.00001177, 0.00000467, -0.00000156, -0.00000077, -0.00001696, -0.0000099, -0.00001472, -0.00000703, -0.00000892, -0.00001912, -0.00000989, -0.00001647, -0.00000457, -0.00000439, -0.00001318, -0.00000212, 0.00000716, -0.00000484, 0.00000034, 0.00001626, 0.00001271, 0.00000469, 0.00002228, 0.00001149, 0.00001846, 0.00002106, 0.00001854, 0.00002755, 0.00002075, 0.0000252, 0.0000405, 0.0000418, 0.00004884, 0.00005161, 0.00005581, 0.00006249, 0.00005859, 0.00006269, 0.00006128, 0.00005787, 0.00005219, 0.00005816, 0.00005262, 0.00007365, 0.00007054, 0.00007685, 0.00009438, 0.00008787, 0.00009627, 0.0001073, 0.00009016, 0.00010442, 0.00009558, 0.00009326, 0.00010428, 0.00010688, 0.00010117, 0.00010132, 0.00008862, 0.00010585, 0.00011624, 0.00011872, 0.00011239, 0.00012011, 0.00010479, 0.00012325, 0.00012398, 0.00012604, 0.00011848, 0.00013207, 0.00013134, 0.00014075, 0.00015904, 0.00013854, 0.0001397, 0.00015119, 0.00014667, 0.00014575, 0.00015858, 0.00014944, 0.0001556, 0.00015604, 0.00015903, 0.00015334, 0.00016058, 0.0001646, 0.00015986, 0.00017649, 0.00016964, 0.00017759, 0.00018528, 0.00016048, 0.00018677, 0.00018046, 0.00017293, 0.00015635, 0.00019012, 0.00017066, 0.00019057, 0.00019869, 0.00020448, 0.00020516, 0.00021022, 0.00021266, 0.00019768, 0.0002288, 0.00023333, 0.00021471, 0.00021804, 0.00023535, 0.00021287, 0.00022131, 0.00020136, 0.00020178, 0.00024326, 0.00023562, 0.00023723, 0.00026141, 0.00026096, 0.00024004, 0.00026831, 0.00026375, 0.00026945, 0.00026488, 0.00024993, 0.00025667, 0.00026338, 0.00025356, 0.00027689, 0.00031796, 0.00030292, 0.00028371, 0.00026226, 0.00028366, 0.00028415, 0.00029618, 0.00028928, 0.0002664, 0.00029644, 0.00030644, 0.00032625, 0.00031472, 0.00033495, 0.00029733, 0.00032338, 0.000327, 0.00035783, 0.00032473, 0.00033198, 0.00032044, 0.0003587, 0.00032719, 0.00035094, 0.00034376, 0.0003175, 0.00035136, 0.00031626, 0.00034842, 0.00037118, 0.00036901, 0.0003364, 0.00035176, 0.00039964, 0.00037388, 0.00035975, 0.00040318, 0.00042327, 0.00035676, 0.00038243, 0.00036128, 0.00036761, 0.00043997, 0.00038031, 0.0003827, 0.00039321, 0.0003746, 0.00040011, 0.00044547, 0.00043318, 0.00040755, 0.00036228, 0.00037977, 0.00037994, 0.00036494, 0.00038738, 0.00040327, 0.00043883, 0.00046551, 0.00045065, 0.00045325]
NUTNRB | 2015-07-20 |  | A01639 | 284 | CC_eswa | [0.00507879, 0.00389452, 0.01115518, 0.00803155, 0.00911707, 0.00581911, 0.01462314, 0.00371406, 0.01005677, 0.00966329, 0.01203169, 0.01693727, 0.03657962, 0.03640262, 0.05024611, 0.05831138, 0.06352344, 0.06472809, 0.06704153, 0.06533763, 0.06691337, 0.06410314, 0.06078338, 0.05481915, 0.04866292, 0.04207499, 0.03578573, 0.02996364, 0.02500044, 0.0206488, 0.01698658, 0.01384042, 0.01126535, 0.00910662, 0.00734211, 0.00587513, 0.00467858, 0.00370555, 0.00291452, 0.00229125, 0.00178929, 0.00138735, 0.00108218, 0.00083703, 0.00065405, 0.00050671, 0.00039709, 0.0003026, 0.00024824, 0.00019452, 0.00016293, 0.00012582, 0.0001088, 0.00008585, 0.00006747, 0.00006347, 0.00004268, 0.00003216, 0.00001965, 0.00001828, 0.0000231, 0.00001296, 0.00000836, 0.00001045, 0.00000911, -0.00000082, 0.00000995, 0.00000287, 0.00000244, -0.0000064, 0.00000198, -0.00000223, -0.00000817, -0.00000104, -0.00000878, -0.00000202, -0.00000055, 0.00000436, -0.00001147, 0.00000271, -0.00000081, -0.00000222, -0.00001055, 0.00000378, 0.00000726, -0.00000453, -0.00000794, 0.00000746, 0.0000156, -0.00000497, -0.00000682, 0.00001321, 0.00002079, 0.00001455, 0.00001257, 0.00002421, 0.00001119, 0.00001434, 0.00000402, 0.00000858, 0.00003172, 0.00000702, 0.00001804, 0.00002728, 0.00002763, 0.00002371, 0.00003542, 0.00003997, 0.00004746, 0.00002359, 0.00002762, 0.00003257, 0.000034, 0.00004996, 0.00002791, 0.00003271, 0.00006019, 0.00003251, 0.00007285, 0.00006505, 0.00007546, 0.00007166, 0.0000771, 0.00006759, 0.00011536, 0.00009531, 0.00006593, 0.00008584, 0.00009608, 0.00006816, 0.00008562, 0.00009026, 0.00008874, 0.00010193, 0.0001131, 0.00011396, 0.00011146, 0.00013758, 0.00009684, 0.00011582, 0.00013101, 0.00012383, 0.00013475, 0.00013174, 0.00014038, 0.00015761, 0.00014966, 0.0001637, 0.00017137, 0.00016921, 0.00018427, 0.00017059, 0.00017232, 0.00019311, 0.00018524, 0.00017969, 0.00018253, 0.00020437, 0.00019226, 0.00021713, 0.00023425, 0.00026144, 0.00023244, 0.00024883, 0.00022678, 0.00024563, 0.00023486, 0.00021711, 0.0002376, 0.00024328, 0.00023225, 0.00021847, 0.00023882, 0.00025378, 0.00028481, 0.00025621, 0.00029287, 0.00028708, 0.00030229, 0.00031149, 0.00031576, 0.00030006, 0.00029689, 0.00030502, 0.00029558, 0.00031365, 0.00031792, 0.00030101, 0.00032898, 0.00033327, 0.00033869, 0.00033794, 0.00033583, 0.0003325, 0.00034686, 0.00034742, 0.00035167, 0.00035337, 0.00040315, 0.00036933, 0.00037606, 0.00036623, 0.00038309, 0.00039874, 0.000386, 0.00039124, 0.00035947, 0.00039613, 0.00039977, 0.00041963, 0.00040663, 0.00041551, 0.00039442, 0.00046007, 0.00044598, 0.00046159, 0.00044648, 0.00043506, 0.00043113, 0.00045058, 0.00046915, 0.00046357, 0.00048672, 0.0004714, 0.00045699, 0.00048112, 0.00047984, 0.00048262, 0.00044686, 0.00047534, 0.00049376, 0.00051769, 0.00048409, 0.00054139, 0.00048357, 0.00051345, 0.0004955, 0.00046518, 0.00053707, 0.00050107, 0.00052924, 0.00058122, 0.00055683, 0.00052952, 0.00054357, 0.00057643, 0.00056735, 0.00061136, 0.00059139, 0.00059832, 0.00058654, 0.00056948, 0.00059818, 0.0005891, 0.00060321, 0.00060747]
NUTNRB | 2015-07-20 |  | A01639 | 284 | CC_di | [38, 50, 53, 57, 66, 61, 72, 67, 73, 88, 113, 190, 430, 1044, 2285, 4299, 7149, 10348, 13330, 15661, 17315, 18513, 19456, 20395, 21434, 22693, 24135, 25909, 27924, 30205, 32698, 35213, 37659, 39832, 41617, 42822, 43333, 43112, 42183, 40810, 39045, 37142, 35320, 33632, 32231, 31121, 30345, 29859, 29717, 29858, 30299, 31018, 32002, 33191, 34545, 36161, 37845, 39587, 41278, 42872, 44260, 45294, 45953, 46151, 45807, 44967, 43704, 42014, 40058, 37975, 35843, 33817, 31866, 30085, 28469, 27059, 25853, 24777, 23861, 23119, 22509, 22033, 21687, 21474, 21373, 21367, 21463, 21652, 21953, 22272, 22674, 23140, 23609, 24057, 24457, 24805, 24985, 25061, 24973, 24693, 24301, 23645, 22905, 22075, 21138, 20187, 19243, 18349, 17489, 16686, 15964, 15345, 14809, 14340, 13943, 13636, 13381, 13162, 13056, 12959, 12952, 12990, 13079, 13228, 13459, 13712, 14021, 14400, 14808, 15249, 15724, 16250, 16805, 17369, 17925, 18489, 19022, 19549, 19991, 20369, 20718, 20978, 21137, 21202, 21200, 21079, 20866, 20626, 20272, 19857, 19425, 18914, 18395, 17911, 17374, 16827, 16323, 15840, 15361, 14929, 14507, 14113, 13769, 13447, 13137, 12881, 12634, 12379, 12176, 11966, 11744, 11545, 11365, 11172, 11034, 10890, 10781, 10679, 10607, 10571, 10552, 10531, 10531, 10548, 10537, 10537, 10529, 10522, 10514, 10510, 10473, 10463, 10434, 10416, 10411, 10416, 10405, 10388, 10375, 10349, 10323, 10296, 10256, 10205, 10143, 10074, 9972, 9885, 9769, 9637, 9480, 9323, 9149, 8975, 8778, 8569, 8377, 8153, 7947, 7746, 7553, 7380, 7203, 7012, 6821, 6637, 6446, 6271, 6114, 5985, 5864, 5784, 5665, 5605, 5522, 5478, 5429, 5389, 5346, 5284, 5209, 5156, 5089, 5043, 4999, 4965, 4954, 4937, 4904, 4903, 4901, 4907, 4947, 4941, 4867, 4867]
[9 empty] | NUTNR | 2015-07-20 | A01640 | 285 | CC_lower_wavelength_limit_for_spectra_fit
[9 empty] | NUTNR | 2015-07-20 | A01640 | 285 | CC_upper_wavelength_limit_for_spectra_fit
[9 empty] | NUTNR | 2015-07-20 | A01640 | 285 | CC_cal_temp
[9 empty] | NUTNR | 2015-07-20 | A01640 | 285 | CC_wl
[9 empty] | NUTNR | 2015-07-20 | A01640 | 285 | CC_eno3
[9 empty] | NUTNR | 2015-07-20 | A01640 | 285 | CC_eswa
[9 empty] | NUTNR | 2015-07-20 | A01640 | 285 | CC_di
[9 empty] | NUTNR | 2015-09-14 | A01777 | 286 | CC_lower_wavelength_limit_for_spectra_fit
[9 empty] | NUTNR | 2015-09-14 | A01777 | 286 | CC_upper_wavelength_limit_for_spectra_fit
[9 empty] | NUTNR | 2015-09-14 | A01777 | 286 | CC_cal_temp
[9 empty] | NUTNR | 2015-09-14 | A01777 | 286 | CC_wl
[9 empty] | NUTNR | 2015-09-14 | A01777 | 286 | CC_eno3
[9 empty] | NUTNR | 2015-09-14 | A01777 | 286 | CC_eswa
[9 empty] | NUTNR | 2015-09-14 | A01777 | 286 | CC_di
NUTNR | 2015-09-14 |  | A01778 | 287 | CC_lower_wavelength_limit_for_spectra_fit | 217 | Constant | From CE06ISSM_00003
NUTNR | 2015-09-14 |  | A01778 | 287 | CC_upper_wavelength_limit_for_spectra_fit | 240 | Constant
NUTNR | 2015-09-14 |  | A01778 | 287 | CC_cal_temp | 20.07
NUTNR | 2015-09-14 |  | A01778 | 287 | CC_wl | [188.48, 189.28, 190.08, 190.88, 191.69, 192.49, 193.29, 194.09, 194.89, 195.69, 196.49, 197.29, 198.10, 198.90, 199.70, 200.50, 201.31, 202.11, 202.91, 203.72, 204.52, 205.32, 206.13, 206.93, 207.74, 208.54, 209.35, 210.15, 210.95, 211.76, 212.56, 213.37, 214.18, 214.98, 215.79, 216.59, 217.40, 218.20, 219.01, 219.82, 220.62, 221.43, 222.24, 223.04, 223.85, 224.66, 225.47, 226.27, 227.08, 227.89, 228.70, 229.50, 230.31, 231.12, 231.93, 232.74, 233.54, 234.35, 235.16, 235.97, 236.78, 237.59, 238.40, 239.21, 240.02, 240.82, 241.63, 242.44, 243.25, 244.06, 244.87, 245.68, 246.49, 247.30, 248.11, 248.92, 249.73, 250.54, 251.35, 252.16, 252.97, 253.78, 254.59, 255.40, 256.21, 257.02, 257.83, 258.64, 259.46, 260.27, 261.08, 261.89, 262.70, 263.51, 264.32, 265.13, 265.94, 266.75, 267.56, 268.37, 269.19, 270.00, 270.81, 271.62, 272.43, 273.24, 274.05, 274.86, 275.67, 276.48, 277.30, 278.11, 278.92, 279.73, 280.54, 281.35, 282.16, 282.97, 283.78, 284.60, 285.41, 286.22, 287.03, 287.84, 288.65, 289.46, 290.27, 291.08, 291.89, 292.70, 293.52, 294.33, 295.14, 295.95, 296.76, 297.57, 298.38, 299.19, 300.00, 300.81, 301.62, 302.43, 303.24, 304.05, 304.86, 305.67, 306.48, 307.29, 308.10, 308.91, 309.72, 310.53, 311.34, 312.15, 312.96, 313.77, 314.58, 315.38, 316.19, 317.00, 317.81, 318.62, 319.43, 320.24, 321.05, 321.85, 322.66, 323.47, 324.28, 325.09, 325.89, 326.70, 327.51, 328.32, 329.12, 329.93, 330.74, 331.54, 332.35, 333.16, 333.96, 334.77, 335.58, 336.38, 337.19, 338.00, 338.80, 339.61, 340.41, 341.22, 342.02, 342.83, 343.63, 344.44, 345.24, 346.05, 346.85, 347.65, 348.46, 349.26, 350.07, 350.87, 351.67, 352.48, 353.28, 354.08, 354.88, 355.69, 356.49, 357.29, 358.09, 358.89, 359.70, 360.50, 361.30, 362.10, 362.90, 363.70, 364.50, 365.30, 366.10, 366.90, 367.70, 368.50, 369.30, 370.10, 370.90, 371.69, 372.49, 373.29, 374.09, 374.89, 375.68, 376.48, 377.28, 378.07, 378.87, 379.67, 380.46, 381.26, 382.05, 382.85, 383.64, 384.44, 385.23, 386.03, 386.82, 387.61, 388.41, 389.20, 389.99, 390.79, 391.58, 392.37, 393.16, 393.95]
NUTNR | 2015-09-14 |  | A01778 | 287 | CC_eno3 | [-0.00198068, -0.00076581, 0.00429067, 0.00357539, 0.01801601, 0.00488759, 0.00024246, 0.00024575, -0.00828908, -0.00393062, 0.00309333, 0.00769812, -0.00924308, -0.00026425, 0.00484204, 0.01230920, 0.01202969, 0.01373163, 0.00126966, 0.00545049, -0.00228293, 0.00281750, -0.01383628, 0.00336285, 0.00437726, 0.00674113, 0.00684608, 0.00710957, 0.00691339, 0.00674676, 0.00648162, 0.00621949, 0.00592260, 0.00557705, 0.00526958, 0.00487880, 0.00455606, 0.00418636, 0.00384891, 0.00350688, 0.00318166, 0.00286135, 0.00256654, 0.00228933, 0.00200319, 0.00178949, 0.00158123, 0.00137176, 0.00119273, 0.00102047, 0.00087168, 0.00073805, 0.00062296, 0.00052476, 0.00043771, 0.00035458, 0.00027593, 0.00023897, 0.00017694, 0.00015312, 0.00011526, 0.00008787, 0.00006715, 0.00004619, 0.00003740, 0.00002554, 0.00001104, 0.00000430, -0.00002679, -0.00000813, 0.00000688, -0.00001306, -0.00001326, -0.00001463, -0.00001220, -0.00001708, -0.00001148, -0.00001384, -0.00001136, 0.00000388, 0.00001788, 0.00000421, -0.00000434, -0.00001076, 0.00001120, 0.00000054, 0.00000668, 0.00001180, 0.00001560, 0.00001461, 0.00001505, 0.00002271, 0.00002001, 0.00003283, 0.00004205, 0.00003526, 0.00004421, 0.00004134, 0.00005051, 0.00004808, 0.00004973, 0.00005435, 0.00006021, 0.00007327, 0.00009717, 0.00006978, 0.00004483, 0.00007323, 0.00007405, 0.00006823, 0.00009335, 0.00008612, 0.00010152, 0.00011381, 0.00011258, 0.00011558, 0.00016038, 0.00011634, 0.00010566, 0.00009680, 0.00011213, 0.00013630, 0.00012361, 0.00013977, 0.00014134, 0.00015648, 0.00014363, 0.00016835, 0.00017087, 0.00016349, 0.00016339, 0.00017267, 0.00017612, 0.00018504, 0.00017148, 0.00017991, 0.00018453, 0.00018493, 0.00017988, 0.00019860, 0.00020517, 0.00020632, 0.00019559, 0.00020901, 0.00021645, 0.00021808, 0.00020887, 0.00023989, 0.00022473, 0.00022570, 0.00024277, 0.00024960, 0.00023403, 0.00024897, 0.00024332, 0.00025172, 0.00024884, 0.00024645, 0.00025283, 0.00026763, 0.00026800, 0.00025139, 0.00025863, 0.00028093, 0.00027798, 0.00028544, 0.00027382, 0.00028728, 0.00030718, 0.00030372, 0.00030002, 0.00028589, 0.00028955, 0.00028525, 0.00028871, 0.00032156, 0.00031710, 0.00031564, 0.00029292, 0.00030583, 0.00031740, 0.00030977, 0.00032690, 0.00035777, 0.00034461, 0.00029277, 0.00032788, 0.00033680, 0.00030533, 0.00034778, 0.00032730, 0.00033206, 0.00036520, 0.00038447, 0.00038233, 0.00040324, 0.00038962, 0.00035356, 0.00037628, 0.00039652, 0.00041100, 0.00039797, 0.00041593, 0.00038194, 0.00040008, 0.00037918, 0.00036742, 0.00042572, 0.00042311, 0.00042021, 0.00042814, 0.00043052, 0.00047434, 0.00043740, 0.00045017, 0.00042264, 0.00043536, 0.00043714, 0.00045523, 0.00045243, 0.00044924, 0.00042519, 0.00048102, 0.00048042, 0.00046572, 0.00044982, 0.00048886, 0.00048738, 0.00049804, 0.00043235, 0.00051658, 0.00050793, 0.00052214, 0.00048169, 0.00049215, 0.00051326, 0.00047075, 0.00050660, 0.00052863, 0.00053647, 0.00054813, 0.00045988, 0.00054077, 0.00057201, 0.00053624, 0.00044308, 0.00066767, 0.00059527, 0.00061947, 0.00059813, 0.00056508, 0.00059718, 0.00060445, 0.00056252, 0.00057887, 0.00058211]
NUTNR | 2015-09-14 |  | A01778 | 287 | CC_eswa | [0.00628026, 0.00349253, -0.00042811, 0.00335872, 0.00096564, 0.00347998, 0.00592419, 0.00838996, 0.01518642, 0.01083562, 0.01405068, -0.00039052, 0.02348248, -0.00038212, 0.02736868, 0.04091918, 0.05740142, 0.06887924, 0.07897310, 0.07348083, 0.07409771, 0.07715393, 0.09591684, 0.07017022, 0.06615548, 0.05678654, 0.04877394, 0.04104446, 0.03427767, 0.02831700, 0.02331730, 0.01901162, 0.01545237, 0.01247726, 0.00996877, 0.00799107, 0.00635209, 0.00502059, 0.00395671, 0.00310469, 0.00242665, 0.00190725, 0.00149263, 0.00116873, 0.00092005, 0.00072773, 0.00055753, 0.00046838, 0.00036799, 0.00029840, 0.00025250, 0.00020976, 0.00017761, 0.00013851, 0.00011301, 0.00010867, 0.00008810, 0.00007684, 0.00008307, 0.00005064, 0.00004274, 0.00002800, 0.00002033, 0.00001520, 0.00000591, 0.00001104, 0.00000979, 0.00000026, -0.00000137, 0.00000192, -0.00001809, -0.00000609, -0.00000358, 0.00001036, -0.00000553, -0.00000194, -0.00000121, -0.00000201, -0.00000841, -0.00000899, -0.00001453, 0.00000370, 0.00000713, 0.00000504, -0.00000175, 0.00000935, 0.00000443, 0.00000224, 0.00000234, 0.00002105, 0.00002777, 0.00002248, 0.00002017, 0.00002076, 0.00000009, 0.00001689, 0.00002206, 0.00001760, 0.00002166, 0.00001750, 0.00002938, 0.00002469, 0.00006293, 0.00002685, 0.00003721, 0.00003188, 0.00005816, 0.00004760, 0.00004078, 0.00003940, 0.00004730, 0.00004716, 0.00005607, 0.00005759, 0.00008627, 0.00005553, 0.00005983, 0.00005845, 0.00009554, 0.00008165, 0.00008125, 0.00007534, 0.00007735, 0.00006655, 0.00007426, 0.00007979, 0.00007333, 0.00008302, 0.00009144, 0.00008511, 0.00008827, 0.00010172, 0.00011048, 0.00010844, 0.00011220, 0.00012141, 0.00012121, 0.00011496, 0.00014873, 0.00012370, 0.00012785, 0.00014098, 0.00014425, 0.00014122, 0.00015367, 0.00011455, 0.00016461, 0.00013256, 0.00015366, 0.00017317, 0.00016547, 0.00016959, 0.00019700, 0.00017691, 0.00020386, 0.00019430, 0.00019081, 0.00019998, 0.00022073, 0.00019805, 0.00022608, 0.00023937, 0.00021755, 0.00023657, 0.00023207, 0.00022728, 0.00026019, 0.00025108, 0.00022816, 0.00025003, 0.00026154, 0.00026242, 0.00026793, 0.00024007, 0.00028074, 0.00024602, 0.00026458, 0.00026800, 0.00029222, 0.00029968, 0.00031043, 0.00029970, 0.00031051, 0.00031634, 0.00029214, 0.00034141, 0.00033385, 0.00035652, 0.00035734, 0.00035649, 0.00034705, 0.00036314, 0.00036729, 0.00031782, 0.00036518, 0.00033959, 0.00033444, 0.00038626, 0.00036161, 0.00039815, 0.00037283, 0.00034476, 0.00037457, 0.00040894, 0.00037958, 0.00028227, 0.00044541, 0.00038524, 0.00042239, 0.00045462, 0.00039595, 0.00041269, 0.00043722, 0.00045794, 0.00047967, 0.00043498, 0.00048629, 0.00040516, 0.00043863, 0.00047958, 0.00049259, 0.00049376, 0.00049476, 0.00049230, 0.00053996, 0.00052435, 0.00048961, 0.00046723, 0.00046625, 0.00060007, 0.00046026, 0.00051125, 0.00054362, 0.00053539, 0.00050148, 0.00049231, 0.00040833, 0.00060411, 0.00054668, 0.00056411, 0.00057275, 0.00055357, 0.00061875, 0.00054235, 0.00052177, 0.00073992, 0.00047142, 0.00059195, 0.00068917, 0.00063456, 0.00065375, 0.00069740, 0.00058772, 0.00062655, 0.00069607, 0.00070019]
NUTNR | 2015-09-14 |  | A01778 | 287 | CC_di | [32.59055919, 37.10907771, 44.62759622, 45.03500363, 41.84981845, 41.88685548, 41.29426289, 46.70167030, 42.99796659, 39.62759622, 38.33129993, 37.29426289, 36.47944808, 55.73870733, 193.51648511, 789.36833696, 2450.84981845, 5484.55352215, 9364.66463326, 13170.55352215, 16346.59055919, 18896.92389252, 20817.10907771, 23074.77574437, 25140.81278141, 27391.59055919, 29865.81278141, 32631.36833696, 35612.62759622, 38716.51648511, 41703.62759622, 44429.59055919, 46623.73870733, 46958.96092956, 48350.55352215, 48043.96092956, 46745.70167030, 44823.22018882, 42523.51648511, 40139.40537400, 37852.18315178, 35871.77574437, 34230.59055919, 32954.22018882, 32044.36833696, 31545.59055919, 31398.44241104, 31628.07204067, 32193.25722585, 33100.03500363, 34323.81278141, 35891.25722585, 37687.10907771, 39737.29426289, 41985.47944808, 44282.07204067, 46541.29426289, 48623.33129993, 50346.22018882, 51631.51648511, 52314.77574437, 52313.55352215, 51650.03500363, 50381.25722585, 48559.03500363, 46358.55352215, 43955.51648511, 41447.84981845, 38993.96092956, 36658.14611474, 34507.73870733, 32619.66463326, 30931.10907771, 29447.10907771, 28202.92389252, 27145.10907771, 26250.10907771, 25542.62759622, 24963.14611474, 24536.55352215, 24251.99796659, 24065.73870733, 24002.88685548, 24065.59055919, 24206.92389252, 24438.70167030, 24751.81278141, 25106.44241104, 25476.55352215, 25874.10907771, 26215.70167030, 26514.92389252, 26709.66463326, 26774.36833696, 26701.33129993, 26453.66463326, 26001.77574437, 25394.92389252, 24611.47944808, 23686.18315178, 22668.51648511, 21579.92389252, 20479.36833696, 19386.81278141, 18325.77574437, 17325.03500363, 16423.47944808, 15599.47944808, 14874.59055919, 14252.70167030, 13707.66463326, 13250.96092956, 12868.62759622, 12558.25722585, 12316.70167030, 12143.88685548, 12018.70167030, 11951.70167030, 11946.47944808, 11984.10907771, 12073.59055919, 12223.29426289, 12410.03500363, 12644.73870733, 12943.33129993, 13261.14611474, 13643.29426289, 14057.36833696, 14497.70167030, 14950.44241104, 15419.73870733, 15888.29426289, 16341.36833696, 16758.99796659, 17143.73870733, 17488.14611474, 17763.22018882, 17960.59055919, 18102.03500363, 18155.40537400, 18111.47944808, 17996.59055919, 17799.29426289, 17541.33129993, 17214.55352215, 16842.84981845, 16407.66463326, 15967.07204067, 15472.44241104, 14974.70167030, 14472.73870733, 13974.92389252, 13490.70167030, 13040.36833696, 12586.62759622, 12169.14611474, 11773.03500363, 11407.14611474, 11068.70167030, 10763.18315178, 10477.40537400, 10233.96092956, 10013.44241104, 9820.29426289, 9660.29426289, 9512.66463326, 9373.92389252, 9259.59055919, 9142.77574437, 9030.99796659, 8923.18315178, 8818.88685548, 8710.81278141, 8612.29426289, 8529.36833696, 8468.14611474, 8414.14611474, 8271.33129993, 8321.70167030, 8291.18315178, 8267.99796659, 8252.73870733, 8241.62759622, 8224.10907771, 8212.36833696, 8193.14611474, 8173.03500363, 8150.36833696, 8125.36833696, 8096.44241104, 8059.07204067, 8017.99796659, 7967.44241104, 7924.07204067, 7874.99796659, 7821.51648511, 7755.07204067, 7685.47944808, 7601.47944808, 7512.92389252, 7423.14611474, 7324.47944808, 7218.18315178, 7101.36833696, 6974.14611474, 6837.10907771, 6696.22018882, 6545.73870733, 6393.36833696, 6238.07204067, 6071.44241104, 5912.66463326, 5748.62759622, 5581.77574437, 5421.36833696, 5261.10907771, 5103.33129993, 4952.81278141, 4804.92389252, 4669.59055919, 4544.70167030, 4421.92389252, 4297.62759622, 4174.07204067, 4049.44241104, 3928.18315178, 3810.40537400, 3707.44241104, 3618.44241104, 3533.29426289, 3452.92389252, 3387.88685548, 3328.59055919, 3277.25722585, 3224.81278141, 3190.10907771, 3152.44241104, 3116.70167030, 3061.40537400, 3014.40537400, 2968.77574437, 2928.66463326, 2890.10907771, 2859.77574437, 2832.96092956, 2803.99796659, 2785.73870733, 2776.62759622, 2761.07204067, 2751.40537400, 2748.55352215, 2747.36833696, 2745.18315178, 2744.99796659, 2713.77574437, 2713.77574437]
NUTNR | 2015-09-14 |  | A01779 | 288 | CC_lower_wavelength_limit_for_spectra_fit | 217 | Constant | From CE07SHSM-00002
NUTNR | 2015-09-14 |  | A01779 | 288 | CC_upper_wavelength_limit_for_spectra_fit | 240 | Constant
NUTNR | 2015-09-14 |  | A01779 | 288 | CC_cal_temp | 19.84
NUTNR | 2015-09-14 |  | A01779 | 288 | CC_wl | [189.19, 189.99, 190.78, 191.57, 192.36, 193.15, 193.95, 194.74, 195.53, 196.32, 197.12, 197.91, 198.70, 199.50, 200.29, 201.09, 201.88, 202.68, 203.47, 204.27, 205.06, 205.86, 206.66, 207.45, 208.25, 209.05, 209.84, 210.64, 211.44, 212.24, 213.04, 213.83, 214.63, 215.43, 216.23, 217.03, 217.83, 218.63, 219.43, 220.23, 221.03, 221.83, 222.63, 223.43, 224.23, 225.03, 225.83, 226.63, 227.44, 228.24, 229.04, 229.84, 230.64, 231.45, 232.25, 233.05, 233.85, 234.66, 235.46, 236.26, 237.07, 237.87, 238.68, 239.48, 240.28, 241.09, 241.89, 242.70, 243.50, 244.31, 245.11, 245.92, 246.72, 247.53, 248.34, 249.14, 249.95, 250.75, 251.56, 252.37, 253.17, 253.98, 254.79, 255.59, 256.40, 257.21, 258.01, 258.82, 259.63, 260.44, 261.24, 262.05, 262.86, 263.67, 264.47, 265.28, 266.09, 266.90, 267.71, 268.52, 269.32, 270.13, 270.94, 271.75, 272.56, 273.37, 274.18, 274.99, 275.80, 276.60, 277.41, 278.22, 279.03, 279.84, 280.65, 281.46, 282.27, 283.08, 283.89, 284.70, 285.51, 286.32, 287.13, 287.94, 288.75, 289.56, 290.37, 291.18, 291.99, 292.80, 293.61, 294.42, 295.23, 296.04, 296.85, 297.66, 298.47, 299.28, 300.09, 300.90, 301.71, 302.52, 303.34, 304.15, 304.96, 305.77, 306.58, 307.39, 308.20, 309.01, 309.82, 310.63, 311.44, 312.25, 313.06, 313.87, 314.68, 315.49, 316.30, 317.11, 317.92, 318.73, 319.54, 320.35, 321.16, 321.97, 322.78, 323.59, 324.40, 325.21, 326.02, 326.83, 327.64, 328.45, 329.26, 330.07, 330.88, 331.69, 332.50, 333.31, 334.12, 334.93, 335.74, 336.55, 337.36, 338.17, 338.97, 339.78, 340.59, 341.40, 342.21, 343.02, 343.83, 344.63, 345.44, 346.25, 347.06, 347.87, 348.68, 349.48, 350.29, 351.10, 351.91, 352.71, 353.52, 354.33, 355.14, 355.94, 356.75, 357.56, 358.36, 359.17, 359.98, 360.78, 361.59, 362.39, 363.20, 364.01, 364.81, 365.62, 366.42, 367.23, 368.03, 368.84, 369.64, 370.45, 371.25, 372.05, 372.86, 373.66, 374.47, 375.27, 376.07, 376.88, 377.68, 378.48, 379.29, 380.09, 380.89, 381.69, 382.50, 383.30, 384.10, 384.90, 385.70, 386.51, 387.31, 388.11, 388.91, 389.71, 390.51, 391.31, 392.11, 392.91, 393.71, 394.51]
NUTNR | 2015-09-14 |  | A01779 | 288 | CC_eno3 | [0.00108640, 0.00309790, 0.01636116, 0.00774468, 0.00660677, 0.00051803, 0.01303212, 0.00172761, 0.00045174, 0.00688485, 0.01979773, 0.00634090, 0.00620190, 0.00107547, -0.00088952, 0.00136340, 0.00184897, -0.00340348, 0.00426293, -0.00143381, 0.00244781, 0.00429761, 0.00357407, 0.00370575, 0.00557756, 0.00655874, 0.00632197, 0.00646512, 0.00655657, 0.00628456, 0.00609963, 0.00588484, 0.00556884, 0.00528176, 0.00494465, 0.00463101, 0.00428465, 0.00400446, 0.00363160, 0.00331063, 0.00301334, 0.00270243, 0.00242120, 0.00215980, 0.00191066, 0.00166072, 0.00146526, 0.00127067, 0.00109251, 0.00095086, 0.00081172, 0.00069209, 0.00058500, 0.00049886, 0.00041109, 0.00034603, 0.00028503, 0.00023049, 0.00018242, 0.00014909, 0.00010825, 0.00008819, 0.00007914, 0.00005077, 0.00002870, 0.00002884, 0.00001494, 0.00000011, -0.00000109, 0.00000141, -0.00001258, -0.00001511, -0.00000936, -0.00002561, -0.00001710, -0.00000994, -0.00000931, -0.00000938, -0.00001006, -0.00000080, -0.00000497, 0.00000302, -0.00000330, -0.00000425, 0.00000763, 0.00000715, 0.00000718, 0.00001463, 0.00001924, 0.00001102, 0.00001317, 0.00001665, 0.00000715, 0.00001595, 0.00002258, 0.00001837, 0.00002531, 0.00003030, 0.00003750, 0.00002744, 0.00004391, 0.00005032, 0.00006503, 0.00005107, 0.00003928, 0.00004024, 0.00007297, 0.00005475, 0.00006520, 0.00007185, 0.00006945, 0.00007778, 0.00009641, 0.00009360, 0.00008628, 0.00010122, 0.00010659, 0.00007969, 0.00008264, 0.00009370, 0.00011150, 0.00009607, 0.00011903, 0.00011755, 0.00010508, 0.00012873, 0.00012811, 0.00012960, 0.00014448, 0.00014341, 0.00015734, 0.00013992, 0.00014883, 0.00014498, 0.00015284, 0.00015555, 0.00015789, 0.00017305, 0.00017722, 0.00017543, 0.00017264, 0.00018673, 0.00018411, 0.00018792, 0.00018842, 0.00019412, 0.00019151, 0.00020915, 0.00018905, 0.00019738, 0.00021087, 0.00021783, 0.00021398, 0.00024663, 0.00022505, 0.00021711, 0.00021993, 0.00023197, 0.00023232, 0.00023333, 0.00024489, 0.00025482, 0.00023742, 0.00025082, 0.00024018, 0.00023396, 0.00024084, 0.00021544, 0.00025749, 0.00030099, 0.00025223, 0.00026109, 0.00028940, 0.00026825, 0.00028003, 0.00028499, 0.00029378, 0.00026179, 0.00027926, 0.00026200, 0.00026978, 0.00029828, 0.00030948, 0.00032058, 0.00029742, 0.00030948, 0.00029680, 0.00030703, 0.00031362, 0.00030575, 0.00031882, 0.00034664, 0.00026695, 0.00032822, 0.00034264, 0.00034509, 0.00032934, 0.00033062, 0.00033877, 0.00030901, 0.00033523, 0.00032698, 0.00036079, 0.00039486, 0.00035256, 0.00036057, 0.00036645, 0.00038828, 0.00037503, 0.00036209, 0.00039994, 0.00037830, 0.00035496, 0.00039738, 0.00039382, 0.00038983, 0.00040473, 0.00040041, 0.00037657, 0.00039360, 0.00045109, 0.00039828, 0.00041102, 0.00044189, 0.00041803, 0.00042572, 0.00043777, 0.00041554, 0.00037691, 0.00041735, 0.00045672, 0.00042800, 0.00044262, 0.00044809, 0.00043016, 0.00048440, 0.00048502, 0.00044846, 0.00047280, 0.00053576, 0.00045774, 0.00043184, 0.00048315, 0.00044979, 0.00046250, 0.00050449, 0.00040544, 0.00043277, 0.00049606, 0.00049420, 0.00047310, 0.00053773, 0.00049307, 0.00045453, 0.00050365, 0.00050662]
NUTNR | 2015-09-14 |  | A01779 | 288 | CC_eswa | [0.00235617, 0.00825039, -0.00988776, -0.00040911, 0.00114396, 0.00315361, 0.01149651, 0.00014518, 0.01063577, 0.00920937, 0.01559000, 0.00610141, 0.01125648, 0.02166410, 0.03969031, 0.04699270, 0.05567664, 0.06246826, 0.06275521, 0.06826242, 0.06506677, 0.06563069, 0.06370008, 0.05984232, 0.05384301, 0.04763495, 0.04131655, 0.03518171, 0.02966846, 0.02488048, 0.02067999, 0.01701397, 0.01394602, 0.01131669, 0.00912919, 0.00731289, 0.00580330, 0.00458053, 0.00360813, 0.00282256, 0.00220650, 0.00174688, 0.00136579, 0.00107721, 0.00084831, 0.00069732, 0.00052941, 0.00044728, 0.00036946, 0.00029382, 0.00024635, 0.00020964, 0.00017857, 0.00014485, 0.00013276, 0.00010244, 0.00008677, 0.00007734, 0.00007084, 0.00005415, 0.00004663, 0.00003738, 0.00003048, 0.00002448, 0.00001958, 0.00000540, 0.00000959, 0.00000822, 0.00000265, -0.00000892, -0.00000505, -0.00000406, -0.00001419, -0.00000575, -0.00000852, -0.00000820, -0.00000021, -0.00000697, -0.00000416, -0.00000994, -0.00000175, -0.00001262, 0.00001911, 0.00000187, -0.00000143, 0.00000413, 0.00000861, 0.00000314, 0.00000947, 0.00001551, 0.00001700, 0.00001361, 0.00002376, 0.00002165, 0.00001840, 0.00002736, 0.00003573, 0.00003836, 0.00004739, 0.00005067, 0.00004768, 0.00004173, 0.00003746, 0.00005411, 0.00006372, 0.00007540, 0.00004616, 0.00009161, 0.00006752, 0.00004552, 0.00005572, 0.00006210, 0.00003848, 0.00003541, 0.00007540, 0.00006433, 0.00009478, 0.00012065, 0.00009367, 0.00010911, 0.00009147, 0.00011140, 0.00009155, 0.00009955, 0.00012011, 0.00009384, 0.00010053, 0.00010939, 0.00009525, 0.00011489, 0.00010198, 0.00012395, 0.00011306, 0.00013006, 0.00012512, 0.00012521, 0.00014482, 0.00012905, 0.00013392, 0.00015534, 0.00016809, 0.00016046, 0.00017782, 0.00016739, 0.00016227, 0.00015937, 0.00015964, 0.00016506, 0.00018840, 0.00019212, 0.00019500, 0.00018582, 0.00019097, 0.00017993, 0.00020560, 0.00022591, 0.00021250, 0.00021452, 0.00021452, 0.00022090, 0.00020913, 0.00022336, 0.00025569, 0.00022053, 0.00025368, 0.00027144, 0.00027448, 0.00032019, 0.00026806, 0.00026062, 0.00028696, 0.00028776, 0.00027444, 0.00029518, 0.00029491, 0.00029231, 0.00030044, 0.00033440, 0.00031445, 0.00032391, 0.00032991, 0.00031071, 0.00030673, 0.00030846, 0.00033923, 0.00032628, 0.00035652, 0.00033248, 0.00033164, 0.00036586, 0.00035468, 0.00035230, 0.00043333, 0.00038488, 0.00037307, 0.00037792, 0.00038393, 0.00039458, 0.00039210, 0.00042322, 0.00039483, 0.00041919, 0.00040579, 0.00036504, 0.00039617, 0.00042323, 0.00041729, 0.00043272, 0.00044120, 0.00045300, 0.00043792, 0.00048655, 0.00047446, 0.00046472, 0.00046169, 0.00048659, 0.00047583, 0.00049843, 0.00053066, 0.00049393, 0.00047947, 0.00052904, 0.00053953, 0.00048876, 0.00051280, 0.00048041, 0.00048751, 0.00049237, 0.00055921, 0.00054961, 0.00056442, 0.00053249, 0.00055012, 0.00057395, 0.00061495, 0.00056578, 0.00058162, 0.00058862, 0.00056109, 0.00050109, 0.00058611, 0.00060198, 0.00058274, 0.00063106, 0.00060874, 0.00056303, 0.00064738, 0.00062549, 0.00059501, 0.00062292, 0.00059272, 0.00059256, 0.00062136, 0.00068256, 0.00068116, 0.00068559]
NUTNR | 2015-09-14 |  | A01779 | 288 | CC_di | [31.42774147, 31.24255628, 39.39070443, 42.05737110, 45.02033406, 46.27959332, 47.05737110, 50.09440813, 51.35366739, 55.46477850, 58.64996369, 73.53885258, 132.87218591, 334.05737110, 868.53885258, 2018.20551924, 3958.09440813, 6580.61292665, 9507.90922295, 12352.05737110, 14963.50181554, 17405.50181554, 19790.68700073, 22249.98329702, 24823.20551924, 27547.50181554, 30346.57588962, 33131.53885258, 35743.27959332, 37938.79811184, 39608.46477850, 40580.20551924, 40784.05737110, 40276.39070443, 39176.94625999, 37719.90922295, 36090.20551924, 34491.31663036, 33039.83514887, 31863.16848221, 30956.72403776, 30369.90922295, 30115.83514887, 30169.31663036, 30540.87218591, 31273.39070443, 32292.68700073, 33643.72403776, 35262.68700073, 37168.50181554, 39308.20551924, 41664.24255628, 44040.09440813, 46438.09440813, 48650.42774147, 50563.57588962, 51989.72403776, 52851.64996369, 53017.42774147, 52560.13144517, 51483.16848221, 49790.72403776, 47768.39070443, 45497.57588962, 43112.68700073, 40818.50181554, 38623.72403776, 36574.68700073, 34755.13144517, 33176.27959332, 31802.46477850, 30687.46477850, 29743.39070443, 28989.87218591, 28433.72403776, 28017.68700073, 27754.98329702, 27643.83514887, 27665.27959332, 27819.02033406, 28098.46477850, 28451.02033406, 28914.35366739, 29467.79811184, 30065.57588962, 30662.76107480, 31235.72403776, 31751.72403776, 32177.46477850, 32457.83514887, 32533.27959332, 32403.87218591, 32035.35366739, 31416.31663036, 30584.46477850, 29584.94625999, 28408.98329702, 27138.72403776, 25828.31663036, 24472.05737110, 23187.64996369, 21945.46477850, 20782.83514887, 19731.98329702, 18783.87218591, 17951.76107480, 17234.46477850, 16616.35366739, 16106.72403776, 15689.57588962, 15362.39070443, 15130.20551924, 14989.57588962, 14902.94625999, 14902.42774147, 14972.46477850, 15096.09440813, 15297.64996369, 15567.05737110, 15895.46477850, 16284.94625999, 16747.20551924, 17261.39070443, 17837.35366739, 18479.13144517, 19158.31663036, 19900.09440813, 20654.50181554, 21413.53885258, 22174.24255628, 22887.27959332, 23565.79811184, 24170.57588962, 24672.61292665, 25086.83514887, 25380.53885258, 25547.02033406, 25584.64996369, 25500.94625999, 25287.50181554, 24951.50181554, 24547.46477850, 24035.76107480, 23460.13144517, 22838.42774147, 22178.31663036, 21509.31663036, 20849.79811184, 20174.79811184, 19531.61292665, 18918.09440813, 18331.16848221, 17790.05737110, 17291.83514887, 16803.50181554, 16359.13144517, 15967.02033406, 15593.64996369, 15263.13144517, 14977.79811184, 14716.42774147, 14501.09440813, 14315.50181554, 14171.98329702, 14053.31663036, 13961.53885258, 13873.05737110, 13816.16848221, 13758.98329702, 13701.24255628, 13649.13144517, 13601.13144517, 13543.83514887, 13505.76107480, 13482.53885258, 13489.46477850, 13519.35366739, 13546.94625999, 13614.09440813, 13697.39070443, 13789.61292665, 13897.57588962, 14016.98329702, 14128.68700073, 14222.87218591, 14312.46477850, 14377.35366739, 14435.31663036, 14472.35366739, 14463.83514887, 14426.24255628, 14372.31663036, 14281.42774147, 14184.20551924, 14076.20551924, 13935.09440813, 13779.50181554, 13595.57588962, 13380.79811184, 13146.42774147, 12911.50181554, 12657.27959332, 12391.16848221, 12107.94625999, 11804.98329702, 11489.90922295, 11179.57588962, 10864.05737110, 10541.61292665, 10224.35366739, 9906.83514887, 9595.57588962, 9288.64996369, 8986.98329702, 8700.35366739, 8418.42774147, 8159.98329702, 7908.05737110, 7675.61292665, 7458.64996369, 7273.76107480, 7098.87218591, 6925.72403776, 6739.98329702, 6549.46477850, 6379.02033406, 6225.24255628, 6089.42774147, 5985.42774147, 5890.57588962, 5813.20551924, 5760.50181554, 5705.98329702, 5658.83514887, 5642.46477850, 5651.05737110, 5655.05737110, 5627.94625999, 5572.42774147, 5508.27959332, 5472.31663036, 5443.16848221, 5415.68700073, 5394.68700073, 5379.09440813, 5384.24255628, 5403.90922295, 5433.94625999, 5453.27959332, 5453.98329702, 5469.57588962, 5535.79811184, 5630.46477850, 5700.16848221, 5650.61292665, 5650.61292665]
NUTNR | 2015-09-14 |  | A01780 | 289 | CC_lower_wavelength_limit_for_spectra_fit | 217 | Constant | From CE02SHSM-00003
NUTNR | 2015-09-14 |  | A01780 | 289 | CC_upper_wavelength_limit_for_spectra_fit | 240 | Constant
NUTNR | 2015-09-14 |  | A01780 | 289 | CC_cal_temp | 20.07
NUTNR | 2015-09-14 |  | A01780 | 289 | CC_wl | [190.16, 190.95, 191.74, 192.53, 193.32, 194.11, 194.90, 195.69, 196.48, 197.27, 198.07, 198.86, 199.65, 200.44, 201.23, 202.02, 202.82, 203.61, 204.40, 205.20, 205.99, 206.78, 207.57, 208.37, 209.16, 209.96, 210.75, 211.54, 212.34, 213.13, 213.93, 214.72, 215.52, 216.31, 217.11, 217.90, 218.70, 219.49, 220.29, 221.08, 221.88, 222.68, 223.47, 224.27, 225.06, 225.86, 226.66, 227.45, 228.25, 229.05, 229.85, 230.64, 231.44, 232.24, 233.04, 233.83, 234.63, 235.43, 236.23, 237.02, 237.82, 238.62, 239.42, 240.22, 241.02, 241.81, 242.61, 243.41, 244.21, 245.01, 245.81, 246.61, 247.41, 248.21, 249.00, 249.80, 250.60, 251.40, 252.20, 253.00, 253.80, 254.60, 255.40, 256.20, 257.00, 257.80, 258.60, 259.40, 260.20, 261.00, 261.80, 262.60, 263.40, 264.20, 265.00, 265.80, 266.60, 267.40, 268.20, 269.00, 269.80, 270.60, 271.40, 272.20, 273.00, 273.80, 274.60, 275.40, 276.21, 277.01, 277.81, 278.61, 279.41, 280.21, 281.01, 281.81, 282.61, 283.41, 284.21, 285.01, 285.81, 286.61, 287.41, 288.21, 289.01, 289.81, 290.61, 291.41, 292.21, 293.01, 293.81, 294.61, 295.41, 296.21, 297.01, 297.81, 298.61, 299.41, 300.21, 301.01, 301.81, 302.61, 303.41, 304.21, 305.01, 305.81, 306.61, 307.41, 308.21, 309.01, 309.81, 310.61, 311.40, 312.20, 313.00, 313.80, 314.60, 315.40, 316.20, 317.00, 317.79, 318.59, 319.39, 320.19, 320.99, 321.78, 322.58, 323.38, 324.18, 324.98, 325.77, 326.57, 327.37, 328.16, 328.96, 329.76, 330.55, 331.35, 332.15, 332.94, 333.74, 334.54, 335.33, 336.13, 336.92, 337.72, 338.52, 339.31, 340.11, 340.90, 341.70, 342.49, 343.29, 344.08, 344.87, 345.67, 346.46, 347.26, 348.05, 348.84, 349.64, 350.43, 351.22, 352.02, 352.81, 353.60, 354.39, 355.19, 355.98, 356.77, 357.56, 358.35, 359.15, 359.94, 360.73, 361.52, 362.31, 363.10, 363.89, 364.68, 365.47, 366.26, 367.05, 367.84, 368.63, 369.42, 370.21, 370.99, 371.78, 372.57, 373.36, 374.15, 374.93, 375.72, 376.51, 377.30, 378.08, 378.87, 379.65, 380.44, 381.23, 382.01, 382.80, 383.58, 384.37, 385.15, 385.94, 386.72, 387.50, 388.29, 389.07, 389.85, 390.64, 391.42, 392.20, 392.98]
NUTNR | 2015-09-14 |  | A01780 | 289 | CC_eno3 | [0.00853149, 0.00986144, 0.00374282, 0.00909406, 0.00053463, -0.00064675, -0.00598951, 0.00961609, 0.01001518, 0.02802340, 0.02100703, -0.00062127, -0.00131775, -0.00002577, 0.00117533, 0.00150370, 0.00133527, 0.00076314, 0.00145604, -0.00008990, 0.00128953, 0.00549715, 0.00580725, 0.00577103, 0.00675182, 0.00697481, 0.00677031, 0.00636924, 0.00628861, 0.00602177, 0.00575149, 0.00544066, 0.00511958, 0.00480062, 0.00448089, 0.00414768, 0.00384173, 0.00352814, 0.00322564, 0.00293207, 0.00263936, 0.00237435, 0.00212514, 0.00187582, 0.00164770, 0.00143296, 0.00124421, 0.00108790, 0.00092376, 0.00078730, 0.00066942, 0.00056352, 0.00047414, 0.00039383, 0.00032468, 0.00025437, 0.00020988, 0.00016131, 0.00012806, 0.00009816, 0.00007785, 0.00005557, 0.00003650, 0.00002753, 0.00001314, 0.00000790, -0.00000180, 0.00000023, -0.00000175, -0.00000901, -0.00000542, -0.00000594, -0.00000807, -0.00000770, -0.00000286, -0.00000312, -0.00001694, -0.00000788, -0.00001511, -0.00001005, -0.00000412, -0.00000029, 0.00000276, 0.00001310, 0.00000510, -0.00000151, 0.00001699, 0.00001482, 0.00000290, 0.00000549, 0.00000266, 0.00001594, 0.00001204, 0.00001217, 0.00001712, 0.00002986, 0.00003542, 0.00003899, 0.00005012, 0.00004285, 0.00005341, 0.00006317, 0.00006399, 0.00006267, 0.00006676, 0.00006960, 0.00007916, 0.00008504, 0.00008756, 0.00010540, 0.00010428, 0.00010975, 0.00011156, 0.00012815, 0.00014089, 0.00014873, 0.00013981, 0.00014743, 0.00015388, 0.00016177, 0.00014528, 0.00016951, 0.00017085, 0.00017452, 0.00019031, 0.00018230, 0.00021003, 0.00021848, 0.00021683, 0.00022172, 0.00023250, 0.00022545, 0.00023025, 0.00024500, 0.00025493, 0.00024904, 0.00024628, 0.00025800, 0.00027314, 0.00027028, 0.00027657, 0.00029199, 0.00029243, 0.00030065, 0.00030279, 0.00030017, 0.00030514, 0.00030510, 0.00030923, 0.00032366, 0.00033082, 0.00032570, 0.00034022, 0.00033937, 0.00034363, 0.00033844, 0.00035619, 0.00034754, 0.00035895, 0.00036261, 0.00036227, 0.00037609, 0.00037664, 0.00037055, 0.00038345, 0.00038448, 0.00037762, 0.00038181, 0.00039121, 0.00039809, 0.00038984, 0.00039587, 0.00039808, 0.00042244, 0.00041429, 0.00041616, 0.00041758, 0.00041217, 0.00041426, 0.00042475, 0.00041999, 0.00044570, 0.00042712, 0.00044227, 0.00045581, 0.00045606, 0.00045094, 0.00045438, 0.00044491, 0.00046017, 0.00048551, 0.00047281, 0.00049171, 0.00049146, 0.00048172, 0.00049427, 0.00048263, 0.00049672, 0.00050635, 0.00049018, 0.00049930, 0.00052064, 0.00052189, 0.00051345, 0.00052186, 0.00052760, 0.00052315, 0.00054529, 0.00052618, 0.00053261, 0.00053600, 0.00052816, 0.00053420, 0.00056102, 0.00055173, 0.00056762, 0.00057698, 0.00057483, 0.00058277, 0.00057231, 0.00056530, 0.00059201, 0.00057179, 0.00056814, 0.00056489, 0.00061985, 0.00059517, 0.00060811, 0.00060888, 0.00064645, 0.00063586, 0.00063758, 0.00062554, 0.00064386, 0.00064508, 0.00062519, 0.00065417, 0.00065163, 0.00065295, 0.00064029, 0.00064066, 0.00065933, 0.00064099, 0.00064405, 0.00067679, 0.00071340, 0.00068726, 0.00070363, 0.00070275, 0.00069192, 0.00068032, 0.00066571, 0.00073310, 0.00072642, 0.00073146, 0.00073565]
NUTNR | 2015-09-14 |  | A01780 | 289 | CC_eswa | [0.00118862, 0.00366571, 0.00440268, 0.00168014, 0.00074499, 0.00781753, 0.01350028, 0.00661183, 0.00937956, 0.01189134, 0.01577773, 0.03429896, 0.04934280, 0.05847166, 0.06115483, 0.06846280, 0.06932632, 0.07265023, 0.07214851, 0.07302604, 0.06844015, 0.06529273, 0.05977971, 0.05429151, 0.04708917, 0.04004768, 0.03382762, 0.02826607, 0.02328174, 0.01908265, 0.01555242, 0.01262241, 0.01018603, 0.00818828, 0.00657119, 0.00526243, 0.00419571, 0.00334374, 0.00266009, 0.00211078, 0.00168278, 0.00133491, 0.00106033, 0.00084105, 0.00066680, 0.00053134, 0.00043900, 0.00034543, 0.00028450, 0.00023818, 0.00019404, 0.00016334, 0.00013499, 0.00011529, 0.00009935, 0.00008070, 0.00007209, 0.00005819, 0.00004941, 0.00003493, 0.00003240, 0.00002189, 0.00002001, 0.00001286, 0.00001256, 0.00000946, 0.00000426, -0.00000484, -0.00000830, 0.00000272, -0.00001269, -0.00000998, -0.00000911, -0.00000751, -0.00000475, -0.00000662, 0.00000752, -0.00000026, 0.00000213, 0.00000017, -0.00000952, -0.00000212, 0.00000845, -0.00000497, 0.00000664, 0.00000359, -0.00000143, 0.00001175, 0.00002222, 0.00002479, 0.00002355, 0.00001014, 0.00001693, 0.00002225, 0.00002117, 0.00000024, 0.00001562, 0.00001721, 0.00001088, 0.00002793, 0.00002262, 0.00003239, 0.00002850, 0.00003444, 0.00003426, 0.00004156, 0.00004119, 0.00004684, 0.00004591, 0.00004758, 0.00005092, 0.00006115, 0.00006785, 0.00007021, 0.00006373, 0.00008154, 0.00007765, 0.00009438, 0.00007158, 0.00008674, 0.00009698, 0.00009073, 0.00008629, 0.00009986, 0.00008725, 0.00010069, 0.00009535, 0.00008926, 0.00010605, 0.00010644, 0.00010452, 0.00012555, 0.00011767, 0.00012182, 0.00011385, 0.00013937, 0.00014104, 0.00014394, 0.00013283, 0.00014218, 0.00013942, 0.00014102, 0.00015523, 0.00014757, 0.00015612, 0.00016115, 0.00017345, 0.00017593, 0.00017818, 0.00017412, 0.00017340, 0.00018399, 0.00017792, 0.00019327, 0.00019748, 0.00020291, 0.00019857, 0.00021373, 0.00019863, 0.00021537, 0.00023023, 0.00022358, 0.00021955, 0.00023819, 0.00025061, 0.00024606, 0.00025883, 0.00025222, 0.00027055, 0.00026957, 0.00027764, 0.00027858, 0.00028008, 0.00026241, 0.00029431, 0.00028972, 0.00031451, 0.00032801, 0.00030601, 0.00031530, 0.00031502, 0.00028918, 0.00031477, 0.00031877, 0.00030376, 0.00030461, 0.00032769, 0.00033450, 0.00032606, 0.00034513, 0.00034891, 0.00035471, 0.00035319, 0.00034628, 0.00037190, 0.00036594, 0.00038410, 0.00037072, 0.00038568, 0.00037123, 0.00040317, 0.00036748, 0.00038241, 0.00040788, 0.00040283, 0.00039256, 0.00040962, 0.00040782, 0.00042921, 0.00042637, 0.00044891, 0.00045477, 0.00046291, 0.00044313, 0.00045675, 0.00044751, 0.00045246, 0.00045642, 0.00049439, 0.00048154, 0.00049510, 0.00048888, 0.00049198, 0.00048421, 0.00048604, 0.00045193, 0.00049737, 0.00052722, 0.00051281, 0.00050169, 0.00050847, 0.00051230, 0.00055491, 0.00051822, 0.00052792, 0.00057224, 0.00053327, 0.00056554, 0.00053673, 0.00055014, 0.00057416, 0.00055917, 0.00057681, 0.00060190, 0.00056760, 0.00056888, 0.00060364, 0.00056917, 0.00060039, 0.00060344, 0.00061787, 0.00060121, 0.00057665, 0.00059469, 0.00060734, 0.00061173]
NUTNR | 2015-09-14 |  | A01780 | 289 | CC_di | [24.68932462, 24.76339869, 24.57821351, 27.94858388, 25.35599129, 27.13376906, 25.13376906, 25.50413943, 28.09673203, 44.31895425, 102.05969499, 302.13376906, 780.57821351, 1743.83747277, 3302.35599129, 5328.98562092, 7490.72636166, 9380.54117647, 10823.24488017, 11777.35599129, 12361.24488017, 12754.20784314, 13084.20784314, 13458.76339869, 13944.13376906, 14589.20784314, 15465.05969499, 16567.50413943, 17924.20784314, 19565.94858388, 21487.57821351, 23651.43006536, 26040.17080610, 28519.24488017, 31002.54117647, 33351.46710240, 35397.13376906, 36971.09673203, 38004.80043573, 38393.72636166, 38160.68932462, 37445.43006536, 36372.72636166, 35146.17080610, 33898.24488017, 32741.54117647, 31805.46710240, 31131.24488017, 30696.39302832, 30536.17080610, 30675.46710240, 31053.68932462, 31711.54117647, 32607.54117647, 33696.20784314, 35027.20784314, 36514.13376906, 38161.05969499, 39936.13376906, 41798.91154684, 43638.61525054, 45414.05969499, 47024.91154684, 48347.39302832, 49344.98562092, 49878.91154684, 49882.05969499, 49401.61525054, 48366.13376906, 46872.46710240, 45024.65228758, 42930.57821351, 40686.83747277, 38463.35599129, 36269.76339869, 34219.76339869, 32324.57821351, 30630.35599129, 29116.68932462, 27810.68932462, 26660.87450980, 25689.17080610, 24878.46710240, 24206.28191721, 23685.02265795, 23303.68932462, 23045.54117647, 22923.91154684, 22914.28191721, 23009.76339869, 23228.91154684, 23555.94858388, 23966.83747277, 24477.61525054, 25063.54117647, 25689.72636166, 26334.09673203, 26952.20784314, 27539.61525054, 28040.65228758, 28386.43006536, 28582.80043573, 28607.68932462, 28428.65228758, 28045.83747277, 27508.13376906, 26810.80043573, 26004.94858388, 25137.13376906, 24213.80043573, 23265.98562092, 22371.28191721, 21505.94858388, 20717.46710240, 19999.65228758, 19350.65228758, 18793.57821351, 18321.65228758, 17918.09673203, 17595.31895425, 17351.20784314, 17188.02265795, 17094.65228758, 17070.87450980, 17121.43006536, 17243.02265795, 17434.28191721, 17675.87450980, 17990.02265795, 18350.05969499, 18761.43006536, 19235.17080610, 19740.94858388, 20272.39302832, 20849.20784314, 21456.94858388, 22089.02265795, 22750.83747277, 23393.83747277, 24021.61525054, 24664.68932462, 25251.87450980, 25813.57821351, 26321.57821351, 26767.28191721, 27138.83747277, 27439.54117647, 27624.35599129, 27721.24488017, 27734.54117647, 27626.35599129, 27429.80043573, 27137.31895425, 26753.43006536, 26310.09673203, 25807.94858388, 25232.72636166, 24653.72636166, 24047.20784314, 23431.76339869, 22826.24488017, 22247.87450980, 21672.46710240, 21136.35599129, 20625.13376906, 20100.05969499, 19614.80043573, 19130.91154684, 18652.80043573, 18186.09673203, 17729.24488017, 17279.13376906, 16858.94858388, 16464.05969499, 16093.65228758, 15782.05969499, 15493.50413943, 15233.83747277, 14998.20784314, 14793.05969499, 14617.94858388, 14458.35599129, 14312.24488017, 14202.17080610, 14093.09673203, 13977.24488017, 13887.02265795, 13805.35599129, 13726.76339869, 13667.31895425, 13608.68932462, 13545.54117647, 13492.43006536, 13454.72636166, 13427.65228758, 13419.94858388, 13415.02265795, 13399.13376906, 13403.94858388, 13400.09673203, 13394.72636166, 13411.35599129, 13431.02265795, 13441.43006536, 13454.57821351, 13461.83747277, 13458.83747277, 13458.68932462, 13435.91154684, 13417.20784314, 13383.46710240, 13322.13376906, 13253.83747277, 13169.54117647, 13064.05969499, 12946.28191721, 12814.46710240, 12663.39302832, 12504.31895425, 12343.35599129, 12174.24488017, 11997.28191721, 11803.43006536, 11586.50413943, 11343.39302832, 11077.72636166, 10804.98562092, 10542.80043573, 10298.17080610, 10075.09673203, 9874.09673203, 9681.31895425, 9508.61525054, 9350.94858388, 9207.20784314, 9077.17080610, 8963.80043573, 8850.57821351, 8726.35599129, 8581.72636166, 8413.94858388, 8252.39302832, 8102.80043573, 7971.68932462, 7849.83747277, 7742.43006536, 7649.80043573, 7572.94858388, 7503.35599129, 7439.83747277, 7396.28191721, 7367.83747277, 7337.83747277, 7320.87450980, 7231.65228758, 7231.65228758]
[9 empty] | NUTNR | 2013-06-13 | A00374 | 334 | CC_lower_wavelength_limit_for_spectra_fit
[9 empty] | NUTNR | 2013-06-13 | A00374 | 334 | CC_upper_wavelength_limit_for_spectra_fit
[9 empty] | NUTNR | 2013-06-13 | A00374 | 334 | CC_cal_temp
[9 empty] | NUTNR | 2013-06-13 | A00374 | 334 | CC_wl
[9 empty] | NUTNR | 2013-06-13 | A00374 | 334 | CC_eno3
[9 empty] | NUTNR | 2013-06-13 | A00374 | 334 | CC_eswa
[9 empty] | NUTNR | 2013-06-13 | A00374 | 334 | CC_di
NUTNR | 2015-01-01 |  | N00686 | 344 | CC_cal_temp | 19.94 |  | From CE04OSPS-00001
NUTNR | 2015-01-01 |  | N00686 | 344 | CC_wl | [190.54, 191.32, 192.1, 192.89, 193.67, 194.45, 195.23, 196.01, 196.8, 197.58, 198.36, 199.15, 199.93, 200.71, 201.5, 202.28, 203.07, 203.85, 204.64, 205.42, 206.21, 206.99, 207.78, 208.57, 209.35, 210.14, 210.93, 211.72, 212.5, 213.29, 214.08, 214.87, 215.66, 216.45, 217.23, 218.02, 218.81, 219.6, 220.39, 221.18, 221.97, 222.76, 223.56, 224.35, 225.14, 225.93, 226.72, 227.51, 228.31, 229.1, 229.89, 230.68, 231.48, 232.27, 233.06, 233.86, 234.65, 235.44, 236.24, 237.03, 237.83, 238.62, 239.41, 240.21, 241.0, 241.8, 242.6, 243.39, 244.19, 244.98, 245.78, 246.58, 247.37, 248.17, 248.96, 249.76, 250.56, 251.36, 252.15, 252.95, 253.75, 254.55, 255.34, 256.14, 256.94, 257.74, 258.54, 259.34, 260.13, 260.93, 261.73, 262.53, 263.33, 264.13, 264.93, 265.73, 266.53, 267.33, 268.13, 268.93, 269.73, 270.53, 271.33, 272.13, 272.93, 273.73, 274.53, 275.33, 276.13, 276.93, 277.73, 278.54, 279.34, 280.14, 280.94, 281.74, 282.54, 283.34, 284.15, 284.95, 285.75, 286.55, 287.35, 288.16, 288.96, 289.76, 290.56, 291.36, 292.17, 292.97, 293.77, 294.57, 295.38, 296.18, 296.98, 297.79, 298.59, 299.39, 300.19, 301.0, 301.8, 302.6, 303.41, 304.21, 305.01, 305.81, 306.62, 307.42, 308.22, 309.03, 309.83, 310.63, 311.44, 312.24, 313.04, 313.85, 314.65, 315.45, 316.26, 317.06, 317.86, 318.67, 319.47, 320.27, 321.08, 321.88, 322.68, 323.49, 324.29, 325.09, 325.9, 326.7, 327.5, 328.31, 329.11, 329.91, 330.71, 331.52, 332.32, 333.12, 333.93, 334.73, 335.53, 336.33, 337.14, 337.94, 338.74, 339.55, 340.35, 341.15, 341.95, 342.76, 343.56, 344.36, 345.16, 345.96, 346.77, 347.57, 348.37, 349.17, 349.97, 350.78, 351.58, 352.38, 353.18, 353.98, 354.78, 355.58, 356.39, 357.19, 357.99, 358.79, 359.59, 360.39, 361.19, 361.99, 362.79, 363.59, 364.39, 365.19, 365.99, 366.79, 367.59, 368.39, 369.19, 369.99, 370.79, 371.59, 372.39, 373.19, 373.99, 374.79, 375.58, 376.38, 377.18, 377.98, 378.78, 379.57, 380.37, 381.17, 381.97, 382.76, 383.56, 384.36, 385.16, 385.95, 386.75, 387.55, 388.34, 389.14, 389.93, 390.73, 391.53, 392.32, 393.12, 393.91]
NUTNR | 2015-01-01 |  | N00686 | 344 | CC_eno3 | [0.00013072, 0.00013042, -0.00680861, 0.00012981, 0.00012951, -0.00045781, 0.00012892, 0.0045309, -0.0045126, -0.0026006, -0.01155632, -0.02125552, -0.00907231, 0.02072453, -0.02557421, 0.01319818, 0.01205394, 0.00012561, 0.00012531, 0.01829997, 0.00892927, 0.00825914, 0.0072879, 0.0084254, 0.00721744, 0.00715157, 0.00684539, 0.00671167, 0.00655212, 0.00625867, 0.00589404, 0.00563806, 0.00529022, 0.00492625, 0.00460562, 0.00422996, 0.00389992, 0.00357739, 0.00325177, 0.00295293, 0.00268589, 0.00241618, 0.00216928, 0.00194084, 0.0017287, 0.00152683, 0.00134621, 0.00117211, 0.00101967, 0.00088008, 0.00075376, 0.00064634, 0.00054713, 0.00045926, 0.00037986, 0.00031078, 0.00026638, 0.00022188, 0.00017498, 0.00013149, 0.00010013, 8.197e-05, 5.529e-05, 3.905e-05, 1.776e-05, 1.489e-05, 1.516e-05, -5.46e-06, -3.41e-06, -1.354e-05, -1.043e-05, -1.764e-05, -1.402e-05, -1.912e-05, -9.17e-06, -2.536e-05, -1.17e-05, -1.412e-05, -1.056e-05, -8.88e-06, 4.75e-06, 9.3e-07, 1.446e-05, 9.89e-06, 1.391e-05, 8.84e-06, 1.447e-05, 9.29e-06, 1.223e-05, 2.505e-05, 1.139e-05, 1.699e-05, 1.323e-05, 1.769e-05, 1.603e-05, 4.177e-05, 4.639e-05, 2.952e-05, 4.581e-05, 5.465e-05, 4.968e-05, 3.602e-05, 4.367e-05, 5.014e-05, 4.309e-05, 5.368e-05, 3.513e-05, 5.778e-05, 4.921e-05, 5.854e-05, 5.951e-05, 7.191e-05, 6.387e-05, 6.366e-05, 6.603e-05, 7.51e-05, 7.159e-05, 7.201e-05, 6.113e-05, 5.146e-05, 7.083e-05, 7.449e-05, 7.794e-05, 8.52e-05, 8.673e-05, 7.988e-05, 7.71e-05, 6.98e-05, 7.984e-05, 6.788e-05, 8.646e-05, 9.255e-05, 9.108e-05, 8.9e-05, 8.395e-05, 8.601e-05, 0.00010987, 0.00010831, 9.795e-05, 8.084e-05, 0.00010796, 9.391e-05, 0.00011683, 8.819e-05, 9.915e-05, 0.00011706, 0.00010372, 0.00011623, 0.00010834, 0.00011774, 0.00011627, 0.00012136, 0.00012852, 0.00012021, 0.00011575, 0.00012445, 0.00011847, 0.00011857, 0.00012212, 0.00011904, 0.00012809, 0.00010999, 0.00013701, 0.00011702, 0.00012497, 0.00013832, 0.00013644, 0.00012801, 0.00013464, 0.00012614, 0.00012819, 0.0001266, 0.00011722, 0.00011668, 0.00011554, 0.0001148, 0.00011687, 0.00012143, 0.00010903, 0.00012945, 0.00011502, 0.00011922, 0.00013552, 0.00012612, 0.00010092, 0.00012023, 0.00012892, 0.00013082, 0.00013042, 0.00011793, 0.00011362, 0.00012377, 9.427e-05, 0.00010625, 8.155e-05, 9.267e-05, 0.00013452, 0.00013216, 9.552e-05, 0.00016734, 0.00012616, 0.00010621, 0.00013624, 0.00011793, 9.656e-05, 9.426e-05, 8.789e-05, 0.0001047, 0.00011736, 0.00013492, 0.00012028, 0.00011378, 0.00012193, 0.00011738, 0.0001178, 0.00011027, 0.00010107, 0.00010333, 0.00013865, 0.00013297, 0.00014133, 0.00014508, 0.00013979, 0.000155, 0.00013749, 0.0001302, 0.0001183, 0.00011082, 0.00010334, 8.807e-05, 0.00010606, 0.00010605, 0.00010129, 0.00011018, 0.00013296, 0.00011529, 0.00010736, 9.047e-05, 0.00014416, 6.807e-05, 0.00014954, 0.0001391, 0.00011794, 0.0001064, 0.00013482, 0.00014521, 0.00011041, 0.00012763, 0.00013329, 0.0001517, 0.00014423, 0.00010891, 0.00016515, 0.00014915, 0.00017732, 0.00012937]
NUTNR | 2015-01-01 |  | N00686 | 344 | CC_eswa | [0.0133355, -0.00073331, -0.01588345, -0.00072095, 0.0005384, -0.00310597, 0.01752549, -0.00069639, -0.01273823, -0.00116222, 0.02698882, 0.05638684, 0.06028594, 0.06503431, 0.09873863, 0.07540566, 0.07820678, 0.11472697, 0.09724742, 0.08837671, 0.08088777, 0.074505, 0.06501226, 0.05632638, 0.04846166, 0.04132039, 0.03461272, 0.02884885, 0.02358011, 0.01932717, 0.01568715, 0.01259048, 0.01004127, 0.00798884, 0.00631603, 0.00498882, 0.00390422, 0.00306342, 0.00240122, 0.00186564, 0.00146632, 0.00114005, 0.00089201, 0.00070267, 0.00054938, 0.00044147, 0.00035248, 0.00028858, 0.00023291, 0.00019144, 0.0001534, 0.00012407, 9.566e-05, 7.705e-05, 7.614e-05, 5.947e-05, 4.512e-05, 3.003e-05, 2.312e-05, 2.455e-05, 2.116e-05, 1.245e-05, 1.399e-05, 3.41e-06, 7.03e-06, -1.05e-06, -5.5e-07, 5.51e-06, 5.58e-06, 4.76e-06, -1.335e-05, 5.3e-07, -1.151e-05, 2.85e-06, -1.266e-05, 3.05e-06, 5.82e-06, 2.57e-06, -8e-07, -2.98e-06, -2.74e-06, -5e-07, -9.69e-06, -1.77e-06, -6.47e-06, -4.31e-06, 1.588e-05, 1.139e-05, 9.38e-06, 1.161e-05, 1.582e-05, 1.973e-05, 1.756e-05, 2.775e-05, 1.324e-05, 2.235e-05, 2.654e-05, 4.029e-05, 2.436e-05, 3.53e-05, 1.694e-05, 2.997e-05, 5.146e-05, 5.546e-05, 4.979e-05, 3.307e-05, 5.986e-05, 4.868e-05, 5.662e-05, 4.612e-05, 5.698e-05, 4.893e-05, 5.863e-05, 5.741e-05, 6.454e-05, 6.594e-05, 6.077e-05, 7.736e-05, 9.762e-05, 8.642e-05, 7.708e-05, 8.611e-05, 9.351e-05, 7.777e-05, 9.362e-05, 8.924e-05, 9.665e-05, 9.461e-05, 0.00012625, 0.000128, 0.00012309, 0.00010926, 0.0001287, 0.00011365, 0.00013073, 0.00012921, 0.00012114, 0.00013591, 0.00012728, 0.00015385, 0.00014401, 0.00015159, 0.00015515, 0.00017591, 0.00017081, 0.0001782, 0.00016751, 0.00016843, 0.00017259, 0.0001822, 0.00018931, 0.00018344, 0.00020186, 0.00019158, 0.00021164, 0.00020829, 0.0002278, 0.00022046, 0.00023614, 0.00024053, 0.0002384, 0.00024229, 0.00024256, 0.00026327, 0.00026189, 0.00025251, 0.00027373, 0.0002769, 0.0002798, 0.00027678, 0.00028245, 0.00030156, 0.00031359, 0.00033053, 0.00034815, 0.00035027, 0.00034512, 0.00033135, 0.00034755, 0.00035607, 0.00035685, 0.00034749, 0.00038098, 0.00036771, 0.00040753, 0.00041364, 0.00040567, 0.00040861, 0.00043794, 0.00040788, 0.00041528, 0.00041561, 0.0004328, 0.00041639, 0.00045314, 0.00046817, 0.0004617, 0.00043023, 0.00049951, 0.00042358, 0.00043501, 0.00047481, 0.00045899, 0.00046267, 0.00049935, 0.00054233, 0.00054251, 0.00055981, 0.00054916, 0.0005628, 0.00056071, 0.00056348, 0.00054137, 0.00055862, 0.00057808, 0.00055302, 0.00060149, 0.00060445, 0.00058919, 0.00054361, 0.00056765, 0.0006336, 0.00059004, 0.00062193, 0.00062587, 0.00065205, 0.00065593, 0.00066662, 0.00067391, 0.00067439, 0.00068284, 0.00066227, 0.00066925, 0.00066443, 0.00067268, 0.00066893, 0.00068447, 0.00072913, 0.00069038, 0.00076889, 0.00072739, 0.0007009, 0.00071397, 0.00076024, 0.00071556, 0.00069769, 0.00077918, 0.00073689, 0.00074501, 0.00073961, 0.00075047, 0.0007985, 0.00076961, 0.00078844, 0.00074011, 0.00082626]
NUTNR | 2015-01-01 |  | N00686 | 344 | CC_di | [0.01435615, -0.00077457, -0.01646143, -0.00073294, 0.00053705, -0.00303987, 0.01682964, -0.00065615, -0.0117734, -0.00105397, 0.02401433, 0.04921591, 0.05162864, 0.05464673, 0.08138604, 0.06098369, 0.06204335, 0.08930244, 0.07425352, 0.06621003, 0.05944426, 0.0537229, 0.04598439, 0.03908123, 0.03299146, 0.02759363, 0.02267364, 0.01853767, 0.01486687, 0.01195317, 0.009517, 0.00749272, 0.00586175, 0.0045747, 0.00354871, 0.00274957, 0.00211078, 0.00162464, 0.00124917, 0.00095205, 0.00073401, 0.00055981, 0.00042955, 0.00033193, 0.00025457, 0.00020067, 0.00015716, 0.00012622, 9.99e-05, 8.055e-05, 6.332e-05, 5.023e-05, 3.798e-05, 3.001e-05, 2.909e-05, 2.228e-05, 1.658e-05, 1.083e-05, 8.17e-06, 8.51e-06, 7.2e-06, 4.15e-06, 4.58e-06, 1.09e-06, 2.21e-06, -3.2e-07, -1.7e-07, 1.64e-06, 1.63e-06, 1.36e-06, -3.74e-06, 1.4e-07, -3.1e-06, 7.5e-07, -3.28e-06, 7.8e-07, 1.45e-06, 6.3e-07, -1.9e-07, -7e-07, -6.3e-07, -1.1e-07, -2.15e-06, -3.9e-07, -1.38e-06, -9e-07, 3.26e-06, 2.29e-06, 1.85e-06, 2.25e-06, 3.01e-06, 3.68e-06, 3.21e-06, 4.97e-06, 2.33e-06, 3.85e-06, 4.49e-06, 6.68e-06, 3.96e-06, 5.63e-06, 2.65e-06, 4.6e-06, 7.74e-06, 8.18e-06, 7.2e-06, 4.69e-06, 8.33e-06, 6.64e-06, 7.57e-06, 6.05e-06, 7.33e-06, 6.17e-06, 7.25e-06, 6.97e-06, 7.68e-06, 7.69e-06, 6.95e-06, 8.68e-06, 1.074e-05, 9.33e-06, 8.16e-06, 8.94e-06, 9.52e-06, 7.76e-06, 9.16e-06, 8.57e-06, 9.1e-06, 8.73e-06, 1.143e-05, 1.136e-05, 1.071e-05, 9.33e-06, 1.077e-05, 9.33e-06, 1.052e-05, 1.02e-05, 9.38e-06, 1.032e-05, 9.48e-06, 1.123e-05, 1.031e-05, 1.064e-05, 1.068e-05, 1.187e-05, 1.131e-05, 1.157e-05, 1.066e-05, 1.051e-05, 1.057e-05, 1.094e-05, 1.114e-05, 1.059e-05, 1.142e-05, 1.063e-05, 1.152e-05, 1.112e-05, 1.192e-05, 1.132e-05, 1.188e-05, 1.187e-05, 1.154e-05, 1.15e-05, 1.129e-05, 1.202e-05, 1.172e-05, 1.108e-05, 1.178e-05, 1.169e-05, 1.158e-05, 1.123e-05, 1.124e-05, 1.177e-05, 1.2e-05, 1.24e-05, 1.281e-05, 1.264e-05, 1.221e-05, 1.15e-05, 1.183e-05, 1.188e-05, 1.168e-05, 1.115e-05, 1.199e-05, 1.135e-05, 1.233e-05, 1.228e-05, 1.181e-05, 1.166e-05, 1.226e-05, 1.119e-05, 1.118e-05, 1.097e-05, 1.12e-05, 1.057e-05, 1.128e-05, 1.143e-05, 1.105e-05, 1.01e-05, 1.15e-05, 9.56e-06, 9.63e-06, 1.031e-05, 9.77e-06, 9.66e-06, 1.022e-05, 1.089e-05, 1.068e-05, 1.081e-05, 1.04e-05, 1.045e-05, 1.021e-05, 1.006e-05, 9.48e-06, 9.59e-06, 9.74e-06, 9.13e-06, 9.74e-06, 9.6e-06, 9.18e-06, 8.31e-06, 8.51e-06, 9.31e-06, 8.5e-06, 8.79e-06, 8.67e-06, 8.86e-06, 8.74e-06, 8.71e-06, 8.64e-06, 8.48e-06, 8.42e-06, 8.01e-06, 7.94e-06, 7.73e-06, 7.67e-06, 7.48e-06, 7.51e-06, 7.85e-06, 7.29e-06, 7.96e-06, 7.38e-06, 6.98e-06, 6.97e-06, 7.28e-06, 6.72e-06, 6.43e-06, 7.04e-06, 6.53e-06, 6.48e-06, 6.3e-06, 6.28e-06, 6.55e-06, 6.19e-06, 6.22e-06, 5.73e-06, 6.27e-06]
NUTNR | 2015-01-01 |  | N00686 | 344 | CC_lower_wavelength_limit_for_spectra_fit | 217
NUTNR | 2015-01-01 |  | N00686 | 344 | CC_upper_wavelength_limit_for_spectra_fit | 240
NUTNRA | 2012-09-14 |  | ATAPL-68020-00002 | 379 | CC_cal_temp | 19.9812 |  | From RS03AXPS
NUTNRA | 2012-09-14 |  | ATAPL-68020-00002 | 379 | CC_wl | [190.09, 190.88, 191.67, 192.45, 193.24, 194.03, 194.82, 195.61, 196.4, 197.19, 197.98, 198.77, 199.56, 200.35, 201.14, 201.93, 202.73, 203.52, 204.31, 205.1, 205.9, 206.69, 207.48, 208.28, 209.07, 209.86, 210.66, 211.45, 212.25, 213.05, 213.84, 214.64, 215.43, 216.23, 217.03, 217.82, 218.62, 219.42, 220.22, 221.01, 221.81, 222.61, 223.41, 224.21, 225.01, 225.81, 226.61, 227.41, 228.21, 229.01, 229.81, 230.61, 231.41, 232.21, 233.01, 233.81, 234.61, 235.42, 236.22, 237.02, 237.82, 238.63, 239.43, 240.23, 241.04, 241.84, 242.64, 243.45, 244.25, 245.06, 245.86, 246.67, 247.47, 248.28, 249.08, 249.89, 250.69, 251.5, 252.3, 253.11, 253.92, 254.72, 255.53, 256.34, 257.14, 257.95, 258.76, 259.57, 260.37, 261.18, 261.99, 262.8, 263.61, 264.41, 265.22, 266.03, 266.84, 267.65, 268.46, 269.27, 270.08, 270.89, 271.7, 272.51, 273.32, 274.13, 274.94, 275.75, 276.56, 277.37, 278.18, 278.99, 279.8, 280.61, 281.42, 282.23, 283.04, 283.85, 284.67, 285.48, 286.29, 287.1, 287.91, 288.72, 289.54, 290.35, 291.16, 291.97, 292.78, 293.6, 294.41, 295.22, 296.03, 296.85, 297.66, 298.47, 299.29, 300.1, 300.91, 301.72, 302.54, 303.35, 304.16, 304.98, 305.79, 306.6, 307.42, 308.23, 309.04, 309.86, 310.67, 311.48, 312.3, 313.11, 313.92, 314.74, 315.55, 316.37, 317.18, 317.99, 318.81, 319.62, 320.43, 321.25, 322.06, 322.88, 323.69, 324.5, 325.32, 326.13, 326.95, 327.76, 328.57, 329.39, 330.2, 331.02, 331.83, 332.64, 333.46, 334.27, 335.08, 335.9, 336.71, 337.53, 338.34, 339.15, 339.97, 340.78, 341.59, 342.41, 343.22, 344.03, 344.85, 345.66, 346.47, 347.29, 348.1, 348.91, 349.73, 350.54, 351.35, 352.17, 352.98, 353.79, 354.61, 355.42, 356.23, 357.04, 357.86, 358.67, 359.48, 360.29, 361.11, 361.92, 362.73, 363.54, 364.35, 365.17, 365.98, 366.79, 367.6, 368.41, 369.22, 370.03, 370.85, 371.66, 372.47, 373.28, 374.09, 374.9, 375.71, 376.52, 377.33, 378.14, 378.95, 379.76, 380.57, 381.38, 382.19, 383.0, 383.81, 384.62, 385.43, 386.24, 387.05, 387.85, 388.66, 389.47, 390.28, 391.09, 391.9, 392.7, 393.51, 394.32, 395.13, 395.93]
NUTNRA | 2012-09-14 |  | ATAPL-68020-00002 | 379 | CC_eno3 | [0.00315966, -0.00358178, -0.00050787, 0.00856209, -0.00242317, 0.0051051, 0.00272112, 0.00240536, 0.00396158, 0.00233642, 0.00439245, 0.0021965, 0.00512274, 0.00670787, 0.00247483, 0.00110831, 0.00440761, -0.00100501, -0.00154548, 0.00140082, 0.00437683, 0.00185368, 0.00784564, 0.00563358, 0.0063474, 0.00691349, 0.00723211, 0.00705054, 0.00681894, 0.00652377, 0.00615215, 0.00584928, 0.00549226, 0.00512974, 0.00478003, 0.00443414, 0.00410801, 0.00377056, 0.00344477, 0.00314174, 0.00283477, 0.00254541, 0.00227085, 0.00200872, 0.00177665, 0.0015658, 0.00134879, 0.00117667, 0.00101362, 0.0008553, 0.00074393, 0.00062712, 0.00052692, 0.00043622, 0.00036597, 0.00030257, 0.00024029, 0.00019673, 0.00015023, 0.00012151, 9.017e-05, 6.854e-05, 5.197e-05, 3.123e-05, 2.448e-05, 1.053e-05, 7.31e-06, -5.19e-06, -3.5e-06, -1.419e-05, -1.438e-05, -1.13e-05, -1.296e-05, -1.442e-05, -1.004e-05, -1.315e-05, -8.01e-06, -6.44e-06, -3.85e-06, -1.8e-06, -5e-08, -1.29e-06, 1.72e-06, -2.7e-07, 1.33e-06, 1.204e-05, 1.361e-05, 1.861e-05, 2.329e-05, 2.034e-05, 2.121e-05, 3.216e-05, 3.124e-05, 2.706e-05, 3.152e-05, 2.752e-05, 3.879e-05, 4.028e-05, 4.479e-05, 5.58e-05, 4.309e-05, 5.076e-05, 5.429e-05, 5.398e-05, 5.679e-05, 5.666e-05, 5.903e-05, 6.093e-05, 7.63e-05, 8.122e-05, 7.816e-05, 8.83e-05, 9.112e-05, 9.769e-05, 9.378e-05, 0.00010069, 9.848e-05, 9.972e-05, 0.00010103, 0.00010339, 0.00010377, 0.00010581, 0.00011113, 0.000116, 0.00012496, 0.00011713, 0.0001261, 0.00013935, 0.00013023, 0.00013522, 0.00013058, 0.00014273, 0.00014008, 0.00014078, 0.00015193, 0.00014462, 0.00014366, 0.0001551, 0.00015637, 0.00016313, 0.00016203, 0.00016765, 0.00017115, 0.00016229, 0.00017072, 0.00018073, 0.00018481, 0.00018048, 0.00018136, 0.00018993, 0.0001966, 0.0001911, 0.00019383, 0.00019568, 0.00020015, 0.00019785, 0.00020142, 0.00020247, 0.00020776, 0.00021257, 0.00021479, 0.00021883, 0.00022327, 0.00022589, 0.00023283, 0.0002239, 0.00022881, 0.00023922, 0.00023459, 0.00024352, 0.0002501, 0.00024655, 0.00024761, 0.00024324, 0.00026354, 0.00026176, 0.00026681, 0.00025949, 0.00026187, 0.00026382, 0.00027407, 0.00027055, 0.00026598, 0.00027789, 0.00027752, 0.00027857, 0.00029407, 0.00028212, 0.00028115, 0.00029882, 0.00028411, 0.00029447, 0.00030696, 0.00030002, 0.00030155, 0.00030563, 0.00031069, 0.00030719, 0.00031485, 0.00031944, 0.00032356, 0.00031257, 0.0003308, 0.0003359, 0.00033953, 0.00033057, 0.00033969, 0.00035182, 0.00034037, 0.00034997, 0.00035203, 0.00034547, 0.00034445, 0.00035764, 0.00035602, 0.00035898, 0.000374, 0.00037394, 0.00036578, 0.00037738, 0.00037221, 0.0003751, 0.00038077, 0.00036914, 0.00036758, 0.00037859, 0.00036958, 0.00038982, 0.00038176, 0.000397, 0.00040671, 0.00041189, 0.00041855, 0.00041133, 0.0004131, 0.00041481, 0.00041422, 0.00041264, 0.00043791, 0.00040436, 0.00042957, 0.00042705, 0.00044189, 0.00042914, 0.00044957, 0.00042335, 0.00044058, 0.00042594, 0.00045168, 0.00044306, 0.0004518, 0.00047448, 0.00043757, 0.00045651, 0.00047004, 0.00045744]
NUTNRA | 2012-09-14 |  | ATAPL-68020-00002 | 379 | CC_eswa | [0.00198935, 0.00933484, 0.00279544, 0.00176135, 0.00267854, 0.00616968, 0.00573723, 0.00393192, 0.00087064, 0.00201403, -0.00152423, 0.0077473, 0.01932732, 0.03769929, 0.05245822, 0.06138102, 0.07083334, 0.07605011, 0.07865812, 0.07931176, 0.07557996, 0.07561444, 0.06765848, 0.06180062, 0.05309562, 0.04539755, 0.03777114, 0.03135365, 0.02564673, 0.02087091, 0.01693464, 0.01362645, 0.01090158, 0.00869274, 0.00689344, 0.00545524, 0.00428273, 0.00335338, 0.00261591, 0.00203607, 0.00158582, 0.00123836, 0.00096275, 0.00074584, 0.00059156, 0.00046197, 0.00037899, 0.00030687, 0.00023936, 0.00020761, 0.00016128, 0.00013541, 0.00011124, 9.686e-05, 7.685e-05, 6.534e-05, 5.699e-05, 4.52e-05, 4.277e-05, 2.708e-05, 3.684e-05, 2.11e-05, 1.414e-05, 1.65e-05, 3.93e-06, 3.46e-06, 2.27e-06, -3.82e-06, 2.12e-06, 2.7e-06, 1.63e-06, -2.9e-06, -6.57e-06, -5.4e-06, -7.11e-06, -3.1e-06, -1.129e-05, -1.061e-05, -8.77e-06, -5.84e-06, -7.32e-06, 4.96e-06, -2.91e-06, 1.458e-05, 4.04e-06, 9.81e-06, 2.57e-06, 7.09e-06, -1.04e-06, 1.049e-05, 8.69e-06, 5.35e-06, 1.626e-05, 1.416e-05, 1.524e-05, 2.793e-05, 1.678e-05, 1.693e-05, 2.329e-05, 2.078e-05, 2.398e-05, 2.39e-05, 2.029e-05, 3.109e-05, 2.256e-05, 3.045e-05, 4.009e-05, 4.382e-05, 3.365e-05, 3.126e-05, 3.678e-05, 3.737e-05, 3.392e-05, 3.442e-05, 4.222e-05, 3.512e-05, 5.104e-05, 4.5e-05, 3.713e-05, 3.915e-05, 4.087e-05, 5.534e-05, 4.986e-05, 4.107e-05, 4.986e-05, 6.797e-05, 5.793e-05, 4.728e-05, 5.672e-05, 5.43e-05, 5.872e-05, 6.535e-05, 6.528e-05, 7.668e-05, 7.404e-05, 8.312e-05, 8.982e-05, 7.687e-05, 8.408e-05, 8.495e-05, 9.426e-05, 9.604e-05, 0.00010068, 0.00010945, 0.00010081, 0.00010522, 0.00010533, 0.00011474, 0.00011264, 0.00010733, 0.0001124, 0.00012167, 0.00012926, 0.00013157, 0.00014044, 0.00014267, 0.00013916, 0.00015094, 0.00015071, 0.00014567, 0.00014981, 0.00014636, 0.00015146, 0.00015742, 0.00016019, 0.00016378, 0.00017068, 0.00016333, 0.00017736, 0.00017814, 0.00017364, 0.00018838, 0.00018686, 0.00019921, 0.00018974, 0.00019963, 0.00019902, 0.00021066, 0.00023399, 0.00021279, 0.00021733, 0.00022697, 0.00023265, 0.00022004, 0.00023543, 0.00023296, 0.0002322, 0.00023839, 0.00025112, 0.00023961, 0.00026377, 0.00025087, 0.00025232, 0.0002725, 0.00025809, 0.00027411, 0.00027425, 0.00028538, 0.00027695, 0.00027642, 0.00029486, 0.00030049, 0.00028953, 0.00029633, 0.00029463, 0.00030326, 0.00029726, 0.00030344, 0.00031578, 0.00031467, 0.00032885, 0.00033392, 0.00033473, 0.00034293, 0.00034186, 0.00036215, 0.00033635, 0.00036204, 0.00036477, 0.00036354, 0.00036692, 0.00036698, 0.00036904, 0.00037741, 0.00038025, 0.00038518, 0.00037355, 0.00038739, 0.00040321, 0.00038354, 0.00038979, 0.00040357, 0.00040005, 0.00040307, 0.00041637, 0.00040993, 0.0004183, 0.0004288, 0.00041896, 0.00044291, 0.00042769, 0.00043457, 0.00043546, 0.00045996, 0.00046515, 0.00048506, 0.00048187, 0.00047862, 0.00048945, 0.00049604, 0.00049047, 0.00048473, 0.00050156, 0.00047945, 0.00045884, 0.00051521]
NUTNRA | 2012-09-14 |  | ATAPL-68020-00002 | 379 | CC_di | [41.0, 40.0, 41.0, 45.0, 33.0, 43.0, 48.0, 53.0, 42.0, 47.0, 35.0, 67.0, 233.0, 849.0, 2325.0, 5011.0, 8480.0, 11933.0, 14541.0, 16125.0, 16938.0, 17298.0, 17508.0, 17729.0, 18077.0, 18633.0, 19436.0, 20509.0, 21864.0, 23535.0, 25546.0, 27765.0, 30223.0, 32755.0, 35261.0, 37548.0, 39442.0, 40784.0, 41441.0, 41427.0, 40726.0, 39549.0, 38005.0, 36332.0, 34757.0, 33300.0, 32105.0, 31220.0, 30561.0, 30243.0, 30236.0, 30477.0, 30966.0, 31752.0, 32714.0, 33963.0, 35318.0, 36884.0, 38572.0, 40361.0, 42175.0, 43932.0, 45598.0, 47001.0, 48149.0, 48867.0, 49138.0, 48967.0, 48319.0, 47224.0, 45767.0, 44094.0, 42234.0, 40405.0, 38540.0, 36804.0, 35138.0, 33614.0, 32265.0, 31081.0, 30028.0, 29137.0, 28390.0, 27800.0, 27308.0, 26990.0, 26764.0, 26721.0, 26785.0, 26983.0, 27265.0, 27677.0, 28210.0, 28777.0, 29493.0, 30204.0, 30951.0, 31676.0, 32333.0, 32862.0, 33205.0, 33367.0, 33310.0, 33033.0, 32512.0, 31829.0, 30965.0, 30009.0, 28980.0, 27886.0, 26796.0, 25814.0, 24844.0, 23994.0, 23263.0, 22647.0, 22136.0, 21736.0, 21411.0, 21197.0, 21062.0, 21058.0, 21177.0, 21409.0, 21795.0, 22350.0, 23000.0, 23767.0, 24629.0, 25546.0, 26486.0, 27501.0, 28512.0, 29550.0, 30622.0, 31688.0, 32789.0, 33809.0, 34961.0, 36033.0, 37084.0, 38056.0, 38982.0, 39805.0, 40533.0, 41158.0, 41672.0, 42017.0, 42225.0, 42284.0, 42191.0, 41969.0, 41628.0, 41129.0, 40552.0, 39865.0, 39084.0, 38281.0, 37438.0, 36537.0, 35683.0, 34817.0, 33991.0, 33212.0, 32428.0, 31663.0, 30951.0, 30223.0, 29543.0, 28836.0, 28141.0, 27455.0, 26839.0, 26243.0, 25709.0, 25231.0, 24778.0, 24393.0, 24093.0, 23794.0, 23555.0, 23359.0, 23177.0, 23020.0, 22866.0, 22716.0, 22579.0, 22455.0, 22313.0, 22178.0, 22061.0, 21910.0, 21798.0, 21743.0, 21653.0, 21623.0, 21561.0, 21537.0, 21508.0, 21487.0, 21539.0, 21548.0, 21581.0, 21590.0, 21601.0, 21614.0, 21623.0, 21649.0, 21628.0, 21605.0, 21561.0, 21474.0, 21379.0, 21268.0, 21109.0, 20950.0, 20745.0, 20544.0, 20345.0, 20151.0, 19889.0, 19564.0, 19157.0, 18711.0, 18277.0, 17878.0, 17496.0, 17171.0, 16838.0, 16509.0, 16253.0, 15969.0, 15698.0, 15507.0, 15343.0, 15113.0, 14803.0, 14416.0, 14094.0, 13797.0, 13495.0, 13239.0, 12997.0, 12793.0, 12618.0, 12481.0, 12328.0, 12135.0, 11966.0, 11785.0, 11504.0, 11058.0, 10337.0, 9355.0, 8172.0, 6915.0]
NUTNRA | 2012-09-14 |  | ATAPL-68020-00002 | 379 | CC_lower_wavelength_limit_for_spectra_fit | 217
NUTNRA | 2012-09-14 |  | ATAPL-68020-00002 | 379 | CC_upper_wavelength_limit_for_spectra_fit | 240
NUTNRA | 2015-06-01 |  | ATAPL-68020-00003 | 380 | CC_cal_temp | 20.02 |  | From RS01SBPS
NUTNRA | 2015-06-01 |  | ATAPL-68020-00003 | 380 | CC_wl | [189.86, 190.65, 191.44, 192.23, 193.02, 193.81, 194.6, 195.39, 196.18, 196.97, 197.77, 198.56, 199.35, 200.14, 200.94, 201.73, 202.52, 203.31, 204.11, 204.9, 205.7, 206.49, 207.29, 208.08, 208.88, 209.67, 210.47, 211.26, 212.06, 212.86, 213.65, 214.45, 215.25, 216.05, 216.84, 217.64, 218.44, 219.24, 220.04, 220.84, 221.64, 222.43, 223.23, 224.03, 224.83, 225.63, 226.43, 227.24, 228.04, 228.84, 229.64, 230.44, 231.24, 232.04, 232.84, 233.65, 234.45, 235.25, 236.05, 236.86, 237.66, 238.46, 239.27, 240.07, 240.88, 241.68, 242.48, 243.29, 244.09, 244.9, 245.7, 246.51, 247.31, 248.12, 248.92, 249.73, 250.53, 251.34, 252.15, 252.95, 253.76, 254.57, 255.37, 256.18, 256.99, 257.79, 258.6, 259.41, 260.22, 261.02, 261.83, 262.64, 263.45, 264.26, 265.06, 265.87, 266.68, 267.49, 268.3, 269.11, 269.92, 270.73, 271.53, 272.34, 273.15, 273.96, 274.77, 275.58, 276.39, 277.2, 278.01, 278.82, 279.63, 280.44, 281.25, 282.06, 282.87, 283.68, 284.49, 285.31, 286.12, 286.93, 287.74, 288.55, 289.36, 290.17, 290.98, 291.79, 292.6, 293.42, 294.23, 295.04, 295.85, 296.66, 297.47, 298.29, 299.1, 299.91, 300.72, 301.53, 302.34, 303.16, 303.97, 304.78, 305.59, 306.4, 307.22, 308.03, 308.84, 309.65, 310.46, 311.28, 312.09, 312.9, 313.71, 314.53, 315.34, 316.15, 316.96, 317.77, 318.59, 319.4, 320.21, 321.02, 321.83, 322.65, 323.46, 324.27, 325.08, 325.9, 326.71, 327.52, 328.33, 329.14, 329.96, 330.77, 331.58, 332.39, 333.2, 334.01, 334.83, 335.64, 336.45, 337.26, 338.07, 338.88, 339.7, 340.51, 341.32, 342.13, 342.94, 343.75, 344.56, 345.37, 346.19, 347.0, 347.81, 348.62, 349.43, 350.24, 351.05, 351.86, 352.67, 353.48, 354.29, 355.1, 355.91, 356.72, 357.53, 358.34, 359.15, 359.96, 360.77, 361.58, 362.39, 363.2, 364.01, 364.82, 365.63, 366.43, 367.24, 368.05, 368.86, 369.67, 370.48, 371.28, 372.09, 372.9, 373.71, 374.52, 375.32, 376.13, 376.94, 377.74, 378.55, 379.36, 380.16, 380.97, 381.78, 382.58, 383.39, 384.2, 385.0, 385.81, 386.61, 387.42, 388.22, 389.03, 389.83, 390.64, 391.44, 392.25, 393.05, 393.85, 394.66, 395.46]
NUTNRA | 2015-06-01 |  | ATAPL-68020-00003 | 380 | CC_eno3 | [-0.00322912, 0.00468053, 0.0099632, 0.00359423, -0.00737579, -0.02446614, 0.00382188, -0.01099351, -0.00141413, 0.00386457, 0.01899147, 0.01751511, -0.00138048, 0.00634607, -0.00018902, 0.00023971, 0.01729103, 0.00734543, -0.00017738, -0.00723814, -0.01035867, 0.00225412, 0.0047223, 0.00724806, 0.00675232, 0.00719683, 0.0075716, 0.00716361, 0.0069677, 0.00664569, 0.00631421, 0.00596059, 0.00558953, 0.00518804, 0.00484797, 0.00448248, 0.00412762, 0.0037824, 0.00345492, 0.00314248, 0.00284003, 0.00255328, 0.00229397, 0.00204153, 0.00180356, 0.0015912, 0.00139029, 0.00121501, 0.00103913, 0.00090312, 0.00076508, 0.00064521, 0.00054395, 0.00045326, 0.00037792, 0.00031197, 0.00024895, 0.00020618, 0.00016077, 0.00012338, 9.459e-05, 7.172e-05, 4.476e-05, 2.483e-05, 2.157e-05, 1.331e-05, 7.79e-06, -6.79e-06, -7.07e-06, -8.05e-06, -9.99e-06, -8.72e-06, -1.205e-05, -1.05e-05, -7.26e-06, -1.049e-05, -1.585e-05, -8.55e-06, -3.89e-06, -5.46e-06, -3.87e-06, 2.47e-06, 1.59e-06, 1.43e-06, 7.57e-06, 1.328e-05, 1.334e-05, 1.138e-05, 1.658e-05, 2.298e-05, 2.57e-05, 3.205e-05, 3.648e-05, 3.362e-05, 4.232e-05, 3.682e-05, 4.302e-05, 4.61e-05, 5.281e-05, 5.792e-05, 5.605e-05, 6.308e-05, 6.94e-05, 5.929e-05, 6.618e-05, 6.516e-05, 6.683e-05, 8.358e-05, 7.818e-05, 8.324e-05, 8.626e-05, 9.633e-05, 9.334e-05, 9.218e-05, 9.453e-05, 0.00010776, 0.00010593, 0.00010468, 0.00011054, 0.00010419, 0.00011799, 0.00012436, 0.00011776, 0.00013287, 0.00011307, 0.00013203, 0.00013431, 0.0001372, 0.00013422, 0.00014958, 0.00014127, 0.00014543, 0.00014782, 0.00016444, 0.00016093, 0.00015344, 0.00015654, 0.00015736, 0.00017133, 0.00017438, 0.00017135, 0.0001811, 0.00018684, 0.00017671, 0.00018927, 0.00019795, 0.00018952, 0.0001859, 0.0001964, 0.00020334, 0.0002009, 0.00020094, 0.00020234, 0.00020864, 0.00021568, 0.00021446, 0.00022527, 0.00022655, 0.00022053, 0.0002269, 0.00023073, 0.00024665, 0.00024611, 0.0002437, 0.00024652, 0.0002563, 0.00024736, 0.00024555, 0.00026407, 0.00026439, 0.00026502, 0.00025881, 0.00026981, 0.00027663, 0.00028193, 0.00028224, 0.00028898, 0.00029189, 0.00028771, 0.0003293, 0.00030367, 0.00030824, 0.00027477, 0.00030597, 0.00029406, 0.00032047, 0.00029594, 0.00031145, 0.00028578, 0.00030369, 0.00031831, 0.00031461, 0.00031707, 0.00033393, 0.00035027, 0.00034992, 0.00035642, 0.0003654, 0.00036617, 0.0003425, 0.00034528, 0.00033935, 0.0003384, 0.00037396, 0.00035155, 0.00036718, 0.00039828, 0.00035641, 0.00039016, 0.00037772, 0.00039227, 0.00037729, 0.00038413, 0.00038202, 0.00038885, 0.000397, 0.00040507, 0.0004257, 0.00041232, 0.00042522, 0.00043928, 0.00043605, 0.00045135, 0.00042102, 0.00043638, 0.00045184, 0.00043102, 0.00044405, 0.00044069, 0.0004628, 0.00043884, 0.00042623, 0.00044852, 0.00040824, 0.00044121, 0.00048773, 0.00047618, 0.00047655, 0.00045294, 0.00045829, 0.00048719, 0.00046496, 0.00045064, 0.00048246, 0.00046764, 0.00048964, 0.00051885, 0.00052892, 0.0005204, 0.00053412, 0.00052149, 0.00053357, 0.00053341, 0.00051781, 0.00054409, 0.00054297]
NUTNRA | 2015-06-01 |  | ATAPL-68020-00003 | 380 | CC_eswa | [0.00270301, 0.01034646, -0.0023079, -0.00911592, -0.01253114, -0.00579671, -0.00188924, 0.0126402, 0.00747306, -0.00801926, -0.02196508, -0.0234772, 0.01353165, 0.02930551, 0.04752669, 0.06611066, 0.07890891, 0.09448895, 0.09537274, 0.099278, 0.10490504, 0.08479033, 0.07771979, 0.0665525, 0.05840667, 0.04888491, 0.040525, 0.03349526, 0.02739518, 0.0223133, 0.01800612, 0.01445544, 0.01151125, 0.00914578, 0.00720494, 0.00565176, 0.00441656, 0.00344156, 0.00266767, 0.00206799, 0.00161162, 0.00125354, 0.00097379, 0.00075746, 0.00060035, 0.00046493, 0.00038215, 0.00029699, 0.00025161, 0.00020503, 0.00016607, 0.00014214, 0.00011657, 0.00010175, 7.979e-05, 7.476e-05, 6.268e-05, 5.393e-05, 4.975e-05, 4.232e-05, 2.354e-05, 2.976e-05, 2.708e-05, 1.648e-05, 6.57e-06, 1.112e-05, -7.28e-06, 6.73e-06, -3.38e-06, -7.62e-06, -8.4e-06, -4.32e-06, -7.56e-06, -6.49e-06, -9.12e-06, -6.2e-06, -3.42e-06, -3.44e-06, 4.12e-06, -1.068e-05, 1.51e-06, 1.266e-05, 1.132e-05, 6.14e-06, -5.3e-06, 4.33e-06, -1.83e-06, 4.07e-06, 1.219e-05, 2.956e-05, 1.504e-05, 2.072e-05, 2.595e-05, 2.39e-05, 2.418e-05, 2.964e-05, 2.867e-05, 3.222e-05, 2.649e-05, 2.431e-05, 3.629e-05, 3.41e-05, 1.907e-05, 3.339e-05, 4.021e-05, 3.816e-05, 4.204e-05, 3.931e-05, 3.576e-05, 5.482e-05, 5.134e-05, 3.73e-05, 5.11e-05, 5.965e-05, 5.732e-05, 5.038e-05, 5.723e-05, 6.549e-05, 7.018e-05, 6.213e-05, 6.386e-05, 6.59e-05, 7.091e-05, 6.915e-05, 9.723e-05, 7.935e-05, 8.422e-05, 7.125e-05, 9.061e-05, 7.421e-05, 9.353e-05, 7.965e-05, 9.523e-05, 8.846e-05, 0.00011171, 0.00011347, 0.00012217, 0.00012166, 0.00012875, 0.0001262, 0.00013249, 0.00012611, 0.0001278, 0.00012379, 0.00012193, 0.00012827, 0.00013579, 0.00013541, 0.00013811, 0.00014485, 0.00016048, 0.00016146, 0.00017446, 0.00017172, 0.00017717, 0.00016951, 0.00017928, 0.00017965, 0.0001879, 0.00019151, 0.00018631, 0.00018784, 0.00019629, 0.00020488, 0.00021146, 0.00020308, 0.00021367, 0.00022049, 0.00021345, 0.00020513, 0.00022133, 0.00023029, 0.00023259, 0.00024707, 0.00026007, 0.00024725, 0.00027016, 0.00026525, 0.00025711, 0.00025877, 0.00026031, 0.00025589, 0.00029524, 0.00025854, 0.00026223, 0.00025185, 0.00030879, 0.00030214, 0.00031971, 0.00031604, 0.00031194, 0.0003074, 0.00037829, 0.00031576, 0.00032953, 0.00033389, 0.00031702, 0.00031239, 0.00030894, 0.00031863, 0.00036137, 0.00039436, 0.00036387, 0.00037572, 0.00038921, 0.00037642, 0.00033551, 0.00038159, 0.00032486, 0.00039448, 0.00039076, 0.00036993, 0.00039738, 0.00042626, 0.00042567, 0.00043574, 0.0004397, 0.00045585, 0.00044298, 0.00043026, 0.00041333, 0.0003935, 0.0004006, 0.00042409, 0.00041603, 0.00042605, 0.00046512, 0.00042793, 0.0004658, 0.000487, 0.00048341, 0.00050018, 0.00047451, 0.00047858, 0.00048109, 0.00045785, 0.00050067, 0.00047341, 0.00051458, 0.00049464, 0.00049862, 0.00050444, 0.00053433, 0.00049547, 0.00052024, 0.00054795, 0.00052039, 0.0005223, 0.00053237, 0.00055329, 0.00054038, 0.0005379, 0.00053043, 0.00058998, 0.00050647, 0.00056498]
NUTNRA | 2015-06-01 |  | ATAPL-68020-00003 | 380 | CC_di | [0.00296058, 0.01111538, -0.00243195, -0.00942199, -0.01270391, -0.00576413, -0.00184265, 0.01209247, 0.00701237, -0.00738083, -0.0198245, -0.02078358, 0.01174978, 0.02495933, 0.03969353, 0.05415747, 0.06340415, 0.07446933, 0.07370878, 0.07525801, 0.07798203, 0.06182289, 0.05556907, 0.04667352, 0.04016679, 0.03297496, 0.02680594, 0.02173182, 0.01742952, 0.0139211, 0.01101881, 0.0086745, 0.00677382, 0.00527753, 0.00407798, 0.00313688, 0.00240379, 0.00183682, 0.00139618, 0.00106134, 0.00081109, 0.0006188, 0.00047138, 0.00035956, 0.00027945, 0.00021222, 0.00017106, 0.00013033, 0.00010827, 8.652e-05, 6.872e-05, 5.768e-05, 4.639e-05, 3.97e-05, 3.053e-05, 2.804e-05, 2.306e-05, 1.945e-05, 1.76e-05, 1.468e-05, 8.01e-06, 9.93e-06, 8.85e-06, 5.28e-06, 2.06e-06, 3.43e-06, -2.2e-06, 2e-06, -9.8e-07, -2.17e-06, -2.35e-06, -1.18e-06, -2.03e-06, -1.71e-06, -2.35e-06, -1.57e-06, -8.5e-07, -8.4e-07, 9.8e-07, -2.5e-06, 3.5e-07, 2.85e-06, 2.5e-06, 1.33e-06, -1.12e-06, 9e-07, -3.7e-07, 8.1e-07, 2.39e-06, 5.68e-06, 2.83e-06, 3.82e-06, 4.7e-06, 4.24e-06, 4.21e-06, 5.05e-06, 4.79e-06, 5.28e-06, 4.26e-06, 3.83e-06, 5.6e-06, 5.16e-06, 2.83e-06, 4.86e-06, 5.74e-06, 5.34e-06, 5.77e-06, 5.29e-06, 4.71e-06, 7.08e-06, 6.5e-06, 4.63e-06, 6.22e-06, 7.12e-06, 6.71e-06, 5.78e-06, 6.44e-06, 7.22e-06, 7.59e-06, 6.58e-06, 6.63e-06, 6.71e-06, 7.08e-06, 6.77e-06, 9.33e-06, 7.47e-06, 7.77e-06, 6.44e-06, 8.03e-06, 6.45e-06, 7.97e-06, 6.65e-06, 7.8e-06, 7.1e-06, 8.79e-06, 8.75e-06, 9.24e-06, 9.02e-06, 9.36e-06, 8.99e-06, 9.26e-06, 8.64e-06, 8.58e-06, 8.15e-06, 7.87e-06, 8.11e-06, 8.42e-06, 8.23e-06, 8.23e-06, 8.46e-06, 9.19e-06, 9.06e-06, 9.6e-06, 9.26e-06, 9.37e-06, 8.79e-06, 9.11e-06, 8.95e-06, 9.18e-06, 9.17e-06, 8.75e-06, 8.64e-06, 8.86e-06, 9.06e-06, 9.17e-06, 8.63e-06, 8.9e-06, 9.01e-06, 8.55e-06, 8.05e-06, 8.52e-06, 8.69e-06, 8.6e-06, 8.96e-06, 9.24e-06, 8.61e-06, 9.23e-06, 8.88e-06, 8.44e-06, 8.33e-06, 8.21e-06, 7.91e-06, 8.95e-06, 7.69e-06, 7.64e-06, 7.2e-06, 8.65e-06, 8.29e-06, 8.6e-06, 8.34e-06, 8.07e-06, 7.8e-06, 9.41e-06, 7.7e-06, 7.87e-06, 7.82e-06, 7.28e-06, 7.03e-06, 6.82e-06, 6.89e-06, 7.67e-06, 8.2e-06, 7.42e-06, 7.51e-06, 7.63e-06, 7.23e-06, 6.32e-06, 7.05e-06, 5.88e-06, 7e-06, 6.8e-06, 6.31e-06, 6.64e-06, 6.99e-06, 6.84e-06, 6.87e-06, 6.79e-06, 6.9e-06, 6.58e-06, 6.26e-06, 5.9e-06, 5.51e-06, 5.5e-06, 5.7e-06, 5.49e-06, 5.51e-06, 5.9e-06, 5.32e-06, 5.68e-06, 5.82e-06, 5.66e-06, 5.74e-06, 5.34e-06, 5.28e-06, 5.21e-06, 4.86e-06, 5.21e-06, 4.83e-06, 5.15e-06, 4.85e-06, 4.79e-06, 4.75e-06, 4.94e-06, 4.49e-06, 4.62e-06, 4.77e-06, 4.45e-06, 4.37e-06, 4.37e-06, 4.45e-06, 4.27e-06, 4.16e-06, 4.03e-06, 4.39e-06, 3.7e-06, 4.04e-06]
NUTNRA | 2015-06-01 |  | ATAPL-68020-00003 | 380 | CC_lower_wavelength_limit_for_spectra_fit | 217
NUTNRA | 2015-06-01 |  | ATAPL-68020-00003 | 380 | CC_upper_wavelength_limit_for_spectra_fit | 240
NUTNR | 2015-01-01 |  | N00583 | 425 | CC_lower_wavelength_limit_for_spectra_fit | 217 | Constant. wllower = Lower wavelength limit for spectra fit. From DPS: 217 nm (1-cm pathlength probe tip) or 220 nm (4-cm pathlength probe tip) | From CE06ISSP-00004
NUTNR | 2015-01-01 |  | N00583 | 425 | CC_upper_wavelength_limit_for_spectra_fit | 240 | Constant. wlupper = Upper wavelength limit for spectra fit. From DPS: 240 nm (1-cm pathlength probe tip) or 245 nm (4-cm pathlength probe tip)
NUTNR | 2015-01-01 |  | N00583 | 425 | CC_cal_temp | 20 | cal_temp = FACTORY Calibration water temperature value
NUTNR | 2015-01-01 |  | N00583 | 425 | CC_wl | [190.27, 191.05, 191.83, 192.61, 193.40, 194.18, 194.97, 195.75, 196.53, 197.32, 198.10, 198.89, 199.67, 200.46, 201.25, 202.03, 202.82, 203.61, 204.39, 205.18, 205.97, 206.76, 207.54, 208.33, 209.12, 209.91, 210.70, 211.49, 212.28, 213.07, 213.86, 214.65, 215.44, 216.23, 217.02, 217.81, 218.60, 219.39, 220.19, 220.98, 221.77, 222.56, 223.35, 224.15, 224.94, 225.73, 226.53, 227.32, 228.11, 228.91, 229.70, 230.50, 231.29, 232.09, 232.88, 233.68, 234.47, 235.27, 236.06, 236.86, 237.65, 238.45, 239.25, 240.04, 240.84, 241.64, 242.43, 243.23, 244.03, 244.83, 245.62, 246.42, 247.22, 248.02, 248.81, 249.61, 250.41, 251.21, 252.01, 252.81, 253.61, 254.41, 255.21, 256.01, 256.81, 257.60, 258.40, 259.20, 260.00, 260.81, 261.61, 262.41, 263.21, 264.01, 264.81, 265.61, 266.41, 267.21, 268.01, 268.81, 269.62, 270.42, 271.22, 272.02, 272.82, 273.62, 274.43, 275.23, 276.03, 276.83, 277.64, 278.44, 279.24, 280.04, 280.85, 281.65, 282.45, 283.25, 284.06, 284.86, 285.66, 286.47, 287.27, 288.07, 288.88, 289.68, 290.48, 291.29, 292.09, 292.89, 293.70, 294.50, 295.31, 296.11, 296.91, 297.72, 298.52, 299.32, 300.13, 300.93, 301.74, 302.54, 303.34, 304.15, 304.95, 305.76, 306.56, 307.37, 308.17, 308.97, 309.78, 310.58, 311.39, 312.19, 313.00, 313.80, 314.60, 315.41, 316.21, 317.02, 317.82, 318.63, 319.43, 320.23, 321.04, 321.84, 322.65, 323.45, 324.26, 325.06, 325.86, 326.67, 327.47, 328.28, 329.08, 329.88, 330.69, 331.49, 332.30, 333.10, 333.90, 334.71, 335.51, 336.31, 337.12, 337.92, 338.72, 339.53, 340.33, 341.13, 341.94, 342.74, 343.54, 344.35, 345.15, 345.95, 346.76, 347.56, 348.36, 349.16, 349.97, 350.77, 351.57, 352.37, 353.18, 353.98, 354.78, 355.58, 356.38, 357.19, 357.99, 358.79, 359.59, 360.39, 361.19, 361.99, 362.79, 363.60, 364.40, 365.20, 366.00, 366.80, 367.60, 368.40, 369.20, 370.00, 370.80, 371.60, 372.40, 373.20, 374.00, 374.80, 375.60, 376.39, 377.19, 377.99, 378.79, 379.59, 380.39, 381.18, 381.98, 382.78, 383.58, 384.38, 385.17, 385.97, 386.77, 387.56, 388.36, 389.16, 389.95, 390.75, 391.55, 392.34, 393.14, 393.93] | wl = (1 x 256) array of wavelength bins
NUTNR | 2015-01-01 |  | N00583 | 425 | CC_eno3 | [0.01666337, -0.00006014, -0.00005849, -0.01638715, -0.01000366, -0.00654444, -0.00095714, -0.01387123, 0.00075609, 0.01275024, 0.00748056, -0.00004352, -0.00444415, -0.00004019, -0.00003851, 0.02599796, -0.00059209, -0.00953879, -0.00003185, -0.00291501, 0.00749725, 0.00420173, 0.00589455, 0.00715754, 0.00669931, 0.00730872, 0.00735317, 0.00681962, 0.00662817, 0.00638976, 0.00602755, 0.00571301, 0.00539441, 0.00506260, 0.00471316, 0.00436402, 0.00403782, 0.00370958, 0.00339079, 0.00309207, 0.00280386, 0.00251389, 0.00223959, 0.00198536, 0.00174674, 0.00153108, 0.00132850, 0.00114665, 0.00099640, 0.00085341, 0.00071578, 0.00061511, 0.00051678, 0.00042531, 0.00035427, 0.00028841, 0.00022910, 0.00019686, 0.00015433, 0.00012241, 0.00009514, 0.00007192, 0.00004975, 0.00003109, 0.00002033, 0.00001232, 0.00000001, -0.00000141, -0.00000647, -0.00001121, -0.00000221, -0.00000672, -0.00001608, -0.00000992, -0.00001713, -0.00001847, -0.00001537, -0.00000214, -0.00000459, -0.00000629, -0.00000376, 0.00000838, -0.00000384, 0.00001389, 0.00000636, 0.00001705, 0.00000697, 0.00000920, -0.00000048, 0.00002002, 0.00002148, 0.00001187, 0.00001693, 0.00001773, 0.00001872, 0.00002509, 0.00002387, 0.00002622, 0.00003194, 0.00002670, 0.00002983, 0.00002977, 0.00003043, 0.00003785, 0.00003682, 0.00004572, 0.00004423, 0.00003837, 0.00004341, 0.00004364, 0.00004478, 0.00005246, 0.00005225, 0.00005510, 0.00005729, 0.00005673, 0.00006767, 0.00005799, 0.00005651, 0.00006950, 0.00006359, 0.00006483, 0.00008258, 0.00007633, 0.00008715, 0.00009737, 0.00008638, 0.00009086, 0.00009330, 0.00008688, 0.00008169, 0.00008790, 0.00009117, 0.00009959, 0.00009727, 0.00009572, 0.00010552, 0.00009326, 0.00011413, 0.00009621, 0.00011099, 0.00010452, 0.00010890, 0.00011659, 0.00011678, 0.00011651, 0.00011946, 0.00011671, 0.00011133, 0.00011898, 0.00012195, 0.00012229, 0.00012941, 0.00012707, 0.00014105, 0.00013923, 0.00013831, 0.00013603, 0.00013065, 0.00013209, 0.00014245, 0.00015472, 0.00014697, 0.00014108, 0.00014489, 0.00014197, 0.00013445, 0.00014884, 0.00015145, 0.00013549, 0.00015471, 0.00016039, 0.00015553, 0.00016731, 0.00017263, 0.00016911, 0.00017176, 0.00018798, 0.00016059, 0.00017845, 0.00017279, 0.00017335, 0.00017407, 0.00017285, 0.00019485, 0.00016914, 0.00017579, 0.00016306, 0.00017167, 0.00017707, 0.00018126, 0.00018999, 0.00018968, 0.00019258, 0.00019436, 0.00019806, 0.00019261, 0.00019041, 0.00020729, 0.00020052, 0.00020429, 0.00020418, 0.00020205, 0.00020649, 0.00021085, 0.00021962, 0.00021868, 0.00022151, 0.00021909, 0.00021136, 0.00022245, 0.00022629, 0.00022797, 0.00021129, 0.00022493, 0.00023680, 0.00022331, 0.00023518, 0.00023643, 0.00023459, 0.00023260, 0.00024144, 0.00023372, 0.00024321, 0.00024800, 0.00025022, 0.00026403, 0.00025966, 0.00027100, 0.00025556, 0.00027879, 0.00026394, 0.00027846, 0.00026511, 0.00027096, 0.00026374, 0.00025845, 0.00024650, 0.00027686, 0.00028722, 0.00026555, 0.00029544, 0.00027120, 0.00027992, 0.00027613, 0.00029976, 0.00027716, 0.00028549, 0.00028584, 0.00027756, 0.00027399, 0.00027305, 0.00029570, 0.00028383, 0.00027025, 0.00030100] | eno3 = (1 x 256) array of wavelength-dependent nitrate extinction coefficients
NUTNR | 2015-01-01 |  | N00583 | 425 | CC_eswa | [-0.00871806, 0.02648972, -0.00048523, 0.02606692, 0.00486630, -0.01379977, -0.01282892, 0.00284917, 0.01001623, -0.00265380, 0.02155591, 0.04216327, 0.06474058, -0.00043420, -0.00042953, 0.07133390, 0.07911737, 0.10078623, 0.08174995, 0.08505446, 0.07944629, 0.07367439, 0.06364744, 0.05642961, 0.04788249, 0.04021061, 0.03372124, 0.02813073, 0.02315849, 0.01897119, 0.01548257, 0.01257285, 0.01013995, 0.00816006, 0.00654222, 0.00521867, 0.00416352, 0.00330436, 0.00262067, 0.00206224, 0.00162608, 0.00127851, 0.00102059, 0.00080002, 0.00064664, 0.00051984, 0.00041858, 0.00034877, 0.00028752, 0.00023930, 0.00021453, 0.00017645, 0.00014598, 0.00013354, 0.00012670, 0.00009802, 0.00010113, 0.00007440, 0.00006052, 0.00004767, 0.00004139, 0.00003553, 0.00003026, 0.00002300, 0.00001137, 0.00000923, 0.00000993, 0.00000415, -0.00000698, -0.00000232, -0.00001599, -0.00001006, -0.00000933, -0.00001237, -0.00000701, -0.00000585, -0.00000167, -0.00000553, -0.00000904, -0.00000639, -0.00000129, -0.00001290, 0.00000417, 0.00000697, 0.00000020, 0.00000364, 0.00000992, 0.00002413, 0.00002290, 0.00001068, 0.00000836, 0.00001770, 0.00003398, 0.00003483, 0.00003571, 0.00003948, 0.00003299, 0.00004032, 0.00003869, 0.00004275, 0.00004310, 0.00005256, 0.00005678, 0.00005767, 0.00005845, 0.00006168, 0.00004972, 0.00005938, 0.00006414, 0.00006741, 0.00007796, 0.00007827, 0.00005806, 0.00006972, 0.00007505, 0.00009099, 0.00008323, 0.00009272, 0.00008600, 0.00008006, 0.00009821, 0.00009546, 0.00008263, 0.00010771, 0.00009142, 0.00010371, 0.00008923, 0.00010020, 0.00010237, 0.00011234, 0.00012399, 0.00011821, 0.00012488, 0.00013138, 0.00014277, 0.00014144, 0.00013204, 0.00015340, 0.00014333, 0.00015030, 0.00015394, 0.00015528, 0.00015899, 0.00016014, 0.00016343, 0.00017315, 0.00017759, 0.00017617, 0.00018805, 0.00019399, 0.00019869, 0.00019903, 0.00019882, 0.00021678, 0.00021287, 0.00021719, 0.00021302, 0.00022625, 0.00022749, 0.00024133, 0.00023684, 0.00023088, 0.00023697, 0.00024875, 0.00024722, 0.00026118, 0.00029493, 0.00027086, 0.00028017, 0.00028122, 0.00027755, 0.00027627, 0.00029058, 0.00027580, 0.00029196, 0.00029828, 0.00029966, 0.00030171, 0.00031055, 0.00032950, 0.00032485, 0.00034646, 0.00033556, 0.00035032, 0.00033619, 0.00035019, 0.00035405, 0.00037623, 0.00038411, 0.00038722, 0.00038082, 0.00039270, 0.00037419, 0.00039578, 0.00039973, 0.00040847, 0.00041247, 0.00043560, 0.00042278, 0.00041154, 0.00042515, 0.00042515, 0.00044183, 0.00043866, 0.00044347, 0.00044500, 0.00045369, 0.00045517, 0.00045982, 0.00046209, 0.00045210, 0.00047358, 0.00047229, 0.00048825, 0.00048849, 0.00049543, 0.00052307, 0.00051026, 0.00052001, 0.00053082, 0.00052797, 0.00049939, 0.00053292, 0.00054800, 0.00052716, 0.00055789, 0.00055807, 0.00056348, 0.00055892, 0.00054475, 0.00054624, 0.00055489, 0.00055651, 0.00056413, 0.00059955, 0.00058015, 0.00059985, 0.00063532, 0.00059171, 0.00059972, 0.00060920, 0.00060796, 0.00061918, 0.00063912, 0.00062926, 0.00062219, 0.00066162, 0.00066038, 0.00064594, 0.00061793, 0.00067438, 0.00065929, 0.00065343, 0.00069376, 0.00063347, 0.00065962] | eswa = (1 x 256) array of seawater extinction coefficients
NUTNR | 2015-01-01 |  | N00583 | 425 | CC_di | [13.08333333, 11.37500000, 16.20833333, 10.20833333, 13.50000000, 15.70833333, 14.20833333, 14.08333333, 24.00000000, 53.08333333, 183.08333333, 539.16666667, 1385.62500000, 2994.83333333, 5577.04166667, 8959.79166667, 12568.08333333, 15731.29166667, 18050.20833333, 19545.66666667, 20440.29166667, 20992.33333333, 21445.75000000, 21973.66666667, 22618.66666667, 23525.75000000, 24693.00000000, 26131.20833333, 27894.12500000, 29964.12500000, 32260.91666667, 34776.75000000, 37384.41666667, 39961.95833333, 42393.95833333, 44429.95833333, 45977.08333333, 46856.37500000, 47039.83333333, 46471.91666667, 45329.08333333, 43722.62500000, 41850.41666667, 39973.25000000, 38201.08333333, 36653.91666667, 35442.87500000, 34539.91666667, 34001.58333333, 33795.00000000, 33941.62500000, 34401.08333333, 35178.75000000, 36208.08333333, 37527.62500000, 39101.20833333, 40835.16666667, 42736.62500000, 44779.29166667, 46863.25000000, 48873.16666667, 50794.08333333, 52462.04166667, 53855.25000000, 54747.70833333, 55127.91666667, 54975.04166667, 54244.54166667, 52946.45833333, 51171.33333333, 49071.83333333, 46705.12500000, 44288.20833333, 41885.58333333, 39585.66666667, 37490.66666667, 35544.00000000, 33811.16666667, 32293.91666667, 30980.50000000, 29841.91666667, 28913.75000000, 28153.70833333, 27543.12500000, 27094.08333333, 26780.58333333, 26619.54166667, 26630.58333333, 26741.08333333, 26984.62500000, 27369.66666667, 27861.25000000, 28456.12500000, 29143.83333333, 29913.75000000, 30717.29166667, 31517.62500000, 32286.83333333, 32966.54166667, 33522.79166667, 33881.45833333, 34038.04166667, 33970.20833333, 33633.75000000, 33098.79166667, 32335.50000000, 31403.87500000, 30371.45833333, 29263.75000000, 28121.66666667, 27020.70833333, 25967.45833333, 24962.62500000, 24054.20833333, 23234.29166667, 22515.16666667, 21904.54166667, 21374.04166667, 20949.83333333, 20612.04166667, 20366.00000000, 20214.91666667, 20150.37500000, 20170.04166667, 20269.04166667, 20464.54166667, 20718.75000000, 21071.29166667, 21478.45833333, 21960.54166667, 22522.95833333, 23110.70833333, 23755.95833333, 24467.87500000, 25196.95833333, 25959.79166667, 26749.50000000, 27551.20833333, 28343.62500000, 29162.87500000, 29936.04166667, 30657.95833333, 31352.95833333, 31961.45833333, 32472.08333333, 32892.54166667, 33189.20833333, 33378.75000000, 33454.95833333, 33371.87500000, 33174.45833333, 32867.58333333, 32428.04166667, 31900.62500000, 31298.37500000, 30605.04166667, 29889.37500000, 29139.83333333, 28389.50000000, 27644.62500000, 26918.70833333, 26202.12500000, 25560.00000000, 24939.08333333, 24345.54166667, 23773.91666667, 23214.04166667, 22655.58333333, 22133.37500000, 21603.95833333, 21088.91666667, 20618.20833333, 20170.37500000, 19753.29166667, 19399.95833333, 19080.37500000, 18804.54166667, 18566.25000000, 18342.50000000, 18169.58333333, 18019.54166667, 17894.95833333, 17792.54166667, 17706.12500000, 17623.87500000, 17548.37500000, 17498.45833333, 17448.33333333, 17414.12500000, 17380.79166667, 17352.45833333, 17320.41666667, 17290.12500000, 17269.20833333, 17282.79166667, 17301.45833333, 17315.79166667, 17331.95833333, 17351.45833333, 17360.66666667, 17391.66666667, 17416.29166667, 17445.50000000, 17483.50000000, 17497.04166667, 17490.12500000, 17485.83333333, 17452.37500000, 17412.37500000, 17351.08333333, 17253.91666667, 17135.25000000, 16996.58333333, 16822.12500000, 16621.29166667, 16411.54166667, 16172.62500000, 15907.37500000, 15648.79166667, 15391.54166667, 15124.33333333, 14856.08333333, 14563.58333333, 14242.29166667, 13876.58333333, 13496.54166667, 13135.70833333, 12810.04166667, 12504.16666667, 12234.12500000, 11985.79166667, 11768.87500000, 11574.04166667, 11400.29166667, 11239.20833333, 11119.83333333, 11006.20833333, 10893.29166667, 10729.50000000, 10533.66666667, 10339.41666667, 10178.50000000, 10031.83333333, 9908.66666667, 9792.16666667, 9713.87500000, 9640.87500000, 9588.33333333, 9534.33333333, 9498.62500000, 9458.75000000, 9314.66666667, 8965.83333333, 8477.54166667, 7855.75000000, 6999.00000000] | di = (1 x 256) array of deionized water reference spectrum (in-house calibration 2016_05_03)
NUTNR | 2015-01-01 |  | N00575 | 426 | CC_lower_wavelength_limit_for_spectra_fit | 217 | Constant. wllower = Lower wavelength limit for spectra fit. From DPS: 217 nm (1-cm pathlength probe tip) or 220 nm (4-cm pathlength probe tip) | From CE01ISSP-00004
NUTNR | 2015-01-01 |  | N00575 | 426 | CC_upper_wavelength_limit_for_spectra_fit | 240 | Constant. wlupper = Upper wavelength limit for spectra fit. From DPS: 240 nm (1-cm pathlength probe tip) or 245 nm (4-cm pathlength probe tip)
NUTNR | 2015-01-01 |  | N00575 | 426 | CC_cal_temp | 20 | cal_temp = Calibration water temperature value
NUTNR | 2015-01-01 |  | N00575 | 426 | CC_wl | [189.46, 190.24, 191.02, 191.81, 192.59, 193.37, 194.16, 194.94, 195.73, 196.51, 197.30, 198.08, 198.87, 199.65, 200.44, 201.22, 202.01, 202.80, 203.59, 204.37, 205.16, 205.95, 206.74, 207.53, 208.31, 209.10, 209.89, 210.68, 211.47, 212.26, 213.05, 213.84, 214.63, 215.42, 216.22, 217.01, 217.80, 218.59, 219.38, 220.18, 220.97, 221.76, 222.55, 223.35, 224.14, 224.94, 225.73, 226.52, 227.32, 228.11, 228.91, 229.70, 230.50, 231.29, 232.09, 232.89, 233.68, 234.48, 235.27, 236.07, 236.87, 237.67, 238.46, 239.26, 240.06, 240.86, 241.65, 242.45, 243.25, 244.05, 244.85, 245.65, 246.45, 247.24, 248.04, 248.84, 249.64, 250.44, 251.24, 252.04, 252.84, 253.64, 254.45, 255.25, 256.05, 256.85, 257.65, 258.45, 259.25, 260.05, 260.86, 261.66, 262.46, 263.26, 264.07, 264.87, 265.67, 266.47, 267.28, 268.08, 268.88, 269.69, 270.49, 271.29, 272.10, 272.90, 273.70, 274.51, 275.31, 276.12, 276.92, 277.72, 278.53, 279.33, 280.14, 280.94, 281.75, 282.55, 283.36, 284.16, 284.97, 285.77, 286.58, 287.38, 288.19, 289.00, 289.80, 290.61, 291.41, 292.22, 293.02, 293.83, 294.64, 295.44, 296.25, 297.05, 297.86, 298.67, 299.47, 300.28, 301.09, 301.89, 302.70, 303.51, 304.31, 305.12, 305.93, 306.73, 307.54, 308.35, 309.15, 309.96, 310.77, 311.57, 312.38, 313.19, 314.00, 314.80, 315.61, 316.42, 317.22, 318.03, 318.84, 319.64, 320.45, 321.26, 322.07, 322.87, 323.68, 324.49, 325.29, 326.10, 326.91, 327.72, 328.52, 329.33, 330.14, 330.94, 331.75, 332.56, 333.36, 334.17, 334.98, 335.79, 336.59, 337.40, 338.21, 339.01, 339.82, 340.63, 341.43, 342.24, 343.04, 343.85, 344.66, 345.46, 346.27, 347.08, 347.88, 348.69, 349.49, 350.30, 351.11, 351.91, 352.72, 353.52, 354.33, 355.14, 355.94, 356.75, 357.55, 358.36, 359.16, 359.97, 360.77, 361.58, 362.38, 363.19, 363.99, 364.80, 365.60, 366.40, 367.21, 368.01, 368.82, 369.62, 370.42, 371.23, 372.03, 372.83, 373.64, 374.44, 375.24, 376.05, 376.85, 377.65, 378.46, 379.26, 380.06, 380.86, 381.66, 382.47, 383.27, 384.07, 384.87, 385.67, 386.47, 387.28, 388.08, 388.88, 389.68, 390.48, 391.28, 392.08, 392.88, 393.68] | wl = (1 x 256) array of wavelength bins
NUTNR | 2015-01-01 |  | N00575 | 426 | CC_eno3 | [-0.00448098, -0.00249898, -0.00428387, 0.00380129, 0.00903325, 0.00557815, -0.00479023, 0.00746439, 0.00042377, 0.01586416, 0.01274319, 0.00067267, 0.01251796, 0.00231029, 0.00584425, 0.00116613, 0.00069325, 0.00356118, 0.00361921, 0.00097141, -0.00030391, 0.00098419, 0.00562045, 0.00804272, 0.00639339, 0.00724629, 0.00699594, 0.00697831, 0.00666810, 0.00645773, 0.00617538, 0.00589842, 0.00561263, 0.00528196, 0.00495527, 0.00462438, 0.00429946, 0.00396174, 0.00365143, 0.00333747, 0.00303339, 0.00274298, 0.00246118, 0.00219911, 0.00194887, 0.00172510, 0.00151528, 0.00131408, 0.00113816, 0.00098153, 0.00084133, 0.00072107, 0.00061053, 0.00050743, 0.00042771, 0.00034442, 0.00028528, 0.00023472, 0.00018737, 0.00014850, 0.00011074, 0.00008190, 0.00006485, 0.00004167, 0.00003568, 0.00001671, 0.00001275, 0.00000331, -0.00000198, -0.00000342, -0.00000568, -0.00001204, -0.00001479, -0.00001717, -0.00001287, -0.00000934, -0.00000338, -0.00001054, -0.00001158, -0.00000936, -0.00000893, -0.00000152, -0.00000800, 0.00000267, 0.00001059, 0.00000501, 0.00000833, 0.00001749, 0.00001807, 0.00002403, 0.00002535, 0.00002013, 0.00001848, 0.00002807, 0.00002838, 0.00003435, 0.00004053, 0.00003931, 0.00003913, 0.00004502, 0.00004625, 0.00005065, 0.00005839, 0.00005543, 0.00006391, 0.00006179, 0.00006559, 0.00007304, 0.00006788, 0.00006908, 0.00006929, 0.00007449, 0.00007942, 0.00008444, 0.00008846, 0.00008922, 0.00009928, 0.00010678, 0.00010938, 0.00011716, 0.00011932, 0.00011803, 0.00012921, 0.00012063, 0.00011969, 0.00011600, 0.00012623, 0.00012401, 0.00014122, 0.00014389, 0.00014039, 0.00015588, 0.00014885, 0.00016081, 0.00014717, 0.00015319, 0.00015617, 0.00016728, 0.00016264, 0.00017060, 0.00016600, 0.00016678, 0.00017897, 0.00017478, 0.00017894, 0.00017971, 0.00018771, 0.00018974, 0.00019461, 0.00019774, 0.00020618, 0.00020872, 0.00020228, 0.00020884, 0.00020522, 0.00021836, 0.00020926, 0.00020593, 0.00021240, 0.00021603, 0.00022079, 0.00021607, 0.00022068, 0.00022288, 0.00023175, 0.00023037, 0.00023705, 0.00022809, 0.00023594, 0.00024453, 0.00024702, 0.00025268, 0.00024672, 0.00026030, 0.00026558, 0.00026331, 0.00027517, 0.00027560, 0.00027747, 0.00028865, 0.00028487, 0.00028310, 0.00027848, 0.00026579, 0.00027420, 0.00027851, 0.00029023, 0.00029203, 0.00027440, 0.00027862, 0.00028730, 0.00030029, 0.00030949, 0.00031945, 0.00031369, 0.00032377, 0.00031876, 0.00032064, 0.00032070, 0.00031956, 0.00033224, 0.00032991, 0.00033899, 0.00032912, 0.00033185, 0.00034268, 0.00034098, 0.00034417, 0.00034037, 0.00035788, 0.00035194, 0.00034333, 0.00035228, 0.00035214, 0.00036545, 0.00037676, 0.00037315, 0.00037972, 0.00036009, 0.00038083, 0.00039029, 0.00037879, 0.00038699, 0.00038705, 0.00038205, 0.00039020, 0.00040582, 0.00038362, 0.00038288, 0.00040217, 0.00038895, 0.00040082, 0.00042020, 0.00040969, 0.00043354, 0.00041374, 0.00042568, 0.00041705, 0.00043526, 0.00041544, 0.00043473, 0.00044587, 0.00045009, 0.00045444, 0.00044945, 0.00044988, 0.00044830, 0.00043088, 0.00044355, 0.00042652, 0.00044615, 0.00042580, 0.00046089, 0.00048144, 0.00049197, 0.00049824] | eno3 = (1 x 256) array of wavelength-dependent nitrate extinction coefficients
NUTNR | 2015-01-01 |  | N00575 | 426 | CC_eswa | [0.00296411, 0.00309304, 0.00414287, -0.00139314, -0.00463265, -0.00368828, 0.00924277, 0.00658308, 0.00866282, 0.00306758, 0.00332631, 0.00949515, 0.01241753, 0.02567858, 0.03889480, 0.05262373, 0.05959229, 0.06857078, 0.07452639, 0.07777593, 0.07770215, 0.07684593, 0.07098285, 0.06471722, 0.05811288, 0.05012086, 0.04296887, 0.03591962, 0.02985747, 0.02457252, 0.02010701, 0.01629073, 0.01314987, 0.01054989, 0.00842114, 0.00668504, 0.00529235, 0.00417485, 0.00328009, 0.00257553, 0.00200424, 0.00155727, 0.00121614, 0.00094365, 0.00073680, 0.00056816, 0.00044000, 0.00035784, 0.00028782, 0.00022662, 0.00017954, 0.00015042, 0.00014013, 0.00010961, 0.00009145, 0.00008311, 0.00007185, 0.00006085, 0.00005394, 0.00004316, 0.00003913, 0.00003318, 0.00003076, 0.00002216, 0.00001370, 0.00001165, 0.00000404, -0.00000052, -0.00000136, -0.00000246, -0.00000544, -0.00000196, -0.00000384, -0.00000626, -0.00000550, -0.00000681, -0.00001118, -0.00000729, -0.00000514, 0.00000330, 0.00000279, 0.00000309, 0.00000283, 0.00000444, -0.00000168, 0.00000054, 0.00000306, 0.00000400, 0.00000600, 0.00000977, 0.00000919, 0.00002417, 0.00001876, 0.00002115, 0.00002108, 0.00002267, 0.00001477, 0.00002347, 0.00002394, 0.00002601, 0.00002742, 0.00002685, 0.00002073, 0.00002467, 0.00002336, 0.00002599, 0.00001983, 0.00002636, 0.00002496, 0.00002855, 0.00003697, 0.00002960, 0.00003065, 0.00003520, 0.00003948, 0.00003268, 0.00003684, 0.00003646, 0.00003821, 0.00003141, 0.00002397, 0.00004046, 0.00002870, 0.00005370, 0.00004763, 0.00005136, 0.00005748, 0.00006304, 0.00004797, 0.00005172, 0.00006149, 0.00005696, 0.00006898, 0.00006564, 0.00007807, 0.00007847, 0.00008050, 0.00007606, 0.00008243, 0.00007619, 0.00008847, 0.00008115, 0.00007977, 0.00008598, 0.00009284, 0.00009703, 0.00010486, 0.00010527, 0.00010488, 0.00011501, 0.00010974, 0.00010323, 0.00011875, 0.00011452, 0.00012817, 0.00011495, 0.00012822, 0.00013433, 0.00014600, 0.00014655, 0.00015511, 0.00016495, 0.00015480, 0.00015460, 0.00015617, 0.00016501, 0.00016304, 0.00016114, 0.00016128, 0.00016250, 0.00017308, 0.00016211, 0.00017240, 0.00016208, 0.00017653, 0.00017734, 0.00018997, 0.00019284, 0.00018660, 0.00019350, 0.00019211, 0.00020287, 0.00020728, 0.00021768, 0.00021882, 0.00023244, 0.00021763, 0.00021322, 0.00023241, 0.00024549, 0.00023646, 0.00023521, 0.00023395, 0.00023184, 0.00024493, 0.00023570, 0.00023104, 0.00023256, 0.00024836, 0.00024741, 0.00024334, 0.00025825, 0.00024564, 0.00025747, 0.00027455, 0.00027337, 0.00028522, 0.00028966, 0.00028522, 0.00027538, 0.00027432, 0.00029400, 0.00028395, 0.00031349, 0.00029289, 0.00029900, 0.00030120, 0.00030476, 0.00031409, 0.00030459, 0.00030056, 0.00031602, 0.00032307, 0.00031318, 0.00034228, 0.00035630, 0.00034137, 0.00035367, 0.00035363, 0.00033406, 0.00034655, 0.00033757, 0.00032910, 0.00033321, 0.00033161, 0.00035874, 0.00037324, 0.00036633, 0.00037737, 0.00040045, 0.00037344, 0.00035338, 0.00036354, 0.00035111, 0.00036744, 0.00037721, 0.00039073, 0.00037616, 0.00040114, 0.00041213, 0.00040415, 0.00043581, 0.00042558, 0.00040754, 0.00039294, 0.00041480] | eswa = (1 x 256) array of seawater extinction coefficients
NUTNR | 2015-01-01 |  | N00575 | 426 | CC_di | [27.70833333, 26.79166667, 26.33333333, 27.66666667, 33.25000000, 30.12500000, 29.79166667, 28.45833333, 32.37500000, 26.29166667, 30.12500000, 39.20833333, 60.54166667, 165.75000000, 529.29166667, 1493.41666667, 3487.45833333, 6498.04166667, 9890.70833333, 12900.87500000, 15080.16666667, 16490.95833333, 17403.16666667, 18063.16666667, 18696.79166667, 19441.50000000, 20373.45833333, 21576.04166667, 23089.45833333, 24930.79166667, 27131.70833333, 29752.04166667, 32675.16666667, 35855.20833333, 39173.91666667, 42419.50000000, 45417.37500000, 47890.25000000, 49554.33333333, 50353.41666667, 50166.83333333, 49126.37500000, 47475.16666667, 45447.95833333, 43276.58333333, 41197.16666667, 39325.70833333, 37756.29166667, 36516.12500000, 35613.75000000, 35039.12500000, 34830.58333333, 34881.00000000, 35233.83333333, 35869.29166667, 36747.33333333, 37854.95833333, 39157.58333333, 40636.00000000, 42258.37500000, 43972.91666667, 45709.25000000, 47380.75000000, 48923.66666667, 50156.29166667, 51040.87500000, 51495.58333333, 51372.16666667, 50730.83333333, 49579.16666667, 48003.20833333, 46140.58333333, 44027.70833333, 41898.54166667, 39797.12500000, 37774.16666667, 35892.45833333, 34235.87500000, 32742.45833333, 31428.91666667, 30298.29166667, 29351.58333333, 28556.41666667, 27936.70833333, 27445.20833333, 27122.29166667, 26914.08333333, 26838.58333333, 26922.66666667, 27125.12500000, 27440.33333333, 27886.00000000, 28432.25000000, 29071.58333333, 29815.75000000, 30614.70833333, 31438.45833333, 32227.25000000, 32994.00000000, 33636.66666667, 34162.87500000, 34430.62500000, 34507.54166667, 34312.45833333, 33864.08333333, 33130.25000000, 32238.91666667, 31184.66666667, 30021.33333333, 28839.79166667, 27617.29166667, 26442.91666667, 25363.25000000, 24326.04166667, 23401.20833333, 22595.33333333, 21867.79166667, 21236.29166667, 20720.08333333, 20293.41666667, 19964.25000000, 19720.54166667, 19573.08333333, 19512.04166667, 19525.50000000, 19618.87500000, 19791.62500000, 20050.62500000, 20385.45833333, 20790.33333333, 21252.54166667, 21783.75000000, 22375.16666667, 23002.04166667, 23686.16666667, 24418.20833333, 25167.00000000, 25931.29166667, 26725.25000000, 27497.91666667, 28250.37500000, 29011.20833333, 29695.08333333, 30320.95833333, 30873.62500000, 31316.91666667, 31657.29166667, 31909.58333333, 32015.12500000, 31979.75000000, 31874.00000000, 31621.91666667, 31279.29166667, 30869.41666667, 30320.58333333, 29740.95833333, 29101.16666667, 28392.20833333, 27684.50000000, 26965.45833333, 26238.20833333, 25532.75000000, 24862.20833333, 24200.04166667, 23577.12500000, 22982.50000000, 22389.20833333, 21841.37500000, 21291.08333333, 20750.91666667, 20239.08333333, 19733.20833333, 19226.29166667, 18760.08333333, 18319.83333333, 17933.50000000, 17607.70833333, 17310.08333333, 17058.95833333, 16857.83333333, 16684.29166667, 16560.29166667, 16483.29166667, 16422.08333333, 16379.12500000, 16355.29166667, 16324.83333333, 16301.50000000, 16284.75000000, 16267.87500000, 16254.83333333, 16218.54166667, 16170.41666667, 16147.66666667, 16135.91666667, 16125.20833333, 16118.45833333, 16116.41666667, 16129.66666667, 16136.04166667, 16162.75000000, 16180.20833333, 16213.25000000, 16242.91666667, 16265.75000000, 16294.04166667, 16304.50000000, 16313.70833333, 16309.16666667, 16284.29166667, 16231.66666667, 16180.50000000, 16096.50000000, 15989.45833333, 15866.83333333, 15702.75000000, 15551.79166667, 15346.95833333, 15149.08333333, 14921.37500000, 14709.41666667, 14491.54166667, 14270.50000000, 14017.29166667, 13689.95833333, 13348.58333333, 13000.95833333, 12680.37500000, 12408.95833333, 12139.00000000, 11890.16666667, 11681.95833333, 11483.83333333, 11295.37500000, 11120.50000000, 10980.45833333, 10894.70833333, 10784.58333333, 10624.25000000, 10411.04166667, 10212.29166667, 10035.08333333, 9871.04166667, 9721.87500000, 9586.75000000, 9472.04166667, 9377.91666667, 9324.79166667, 9268.62500000, 9194.08333333, 9056.37500000, 8810.08333333, 8426.20833333, 7916.00000000, 7248.16666667, 6328.41666667] | di = (1 x 256) array of deionized water reference spectrum
NUTNR | 2015-01-01 |  | N00567 | 427 | CC_lower_wavelength_limit_for_spectra_fit | 217 | Constant. wllower = Lower wavelength limit for spectra fit. From DPS: 217 nm (1-cm pathlength probe tip) or 220 nm (4-cm pathlength probe tip) | From CP03ISSP-00004
NUTNR | 2015-01-01 |  | N00567 | 427 | CC_upper_wavelength_limit_for_spectra_fit | 240 | Constant. wlupper = Upper wavelength limit for spectra fit. From DPS: 240 nm (1-cm pathlength probe tip) or 245 nm (4-cm pathlength probe tip)
NUTNR | 2015-01-01 |  | N00567 | 427 | CC_cal_temp | 20 | cal_temp = Calibration water temperature value
NUTNR | 2015-01-01 |  | N00567 | 427 | CC_wl | [190.16, 190.94, 191.73, 192.51, 193.3, 194.08, 194.87, 195.65, 196.44, 197.22, 198.01, 198.79, 199.58, 200.37, 201.16, 201.94, 202.73, 203.52, 204.31, 205.09, 205.88, 206.67, 207.46, 208.25, 209.04, 209.83, 210.62, 211.41, 212.2, 212.99, 213.78, 214.57, 215.37, 216.16, 216.95, 217.74, 218.53, 219.33, 220.12, 220.91, 221.71, 222.5, 223.29, 224.09, 224.88, 225.68, 226.47, 227.27, 228.06, 228.86, 229.65, 230.45, 231.24, 232.04, 232.84, 233.63, 234.43, 235.23, 236.02, 236.82, 237.62, 238.41, 239.21, 240.01, 240.81, 241.61, 242.41, 243.2, 244, 244.8, 245.6, 246.4, 247.2, 248, 248.8, 249.6, 250.4, 251.2, 252, 252.8, 253.6, 254.4, 255.2, 256, 256.8, 257.61, 258.41, 259.21, 260.01, 260.81, 261.61, 262.42, 263.22, 264.02, 264.82, 265.63, 266.43, 267.23, 268.03, 268.84, 269.64, 270.44, 271.25, 272.05, 272.85, 273.66, 274.46, 275.27, 276.07, 276.87, 277.68, 278.48, 279.29, 280.09, 280.9, 281.7, 282.51, 283.31, 284.12, 284.92, 285.72, 286.53, 287.34, 288.14, 288.95, 289.75, 290.56, 291.36, 292.17, 292.97, 293.78, 294.58, 295.39, 296.2, 297, 297.81, 298.61, 299.42, 300.23, 301.03, 301.84, 302.64, 303.45, 304.26, 305.06, 305.87, 306.67, 307.48, 308.29, 309.09, 309.9, 310.71, 311.51, 312.32, 313.13, 313.93, 314.74, 315.55, 316.35, 317.16, 317.96, 318.77, 319.58, 320.38, 321.19, 322, 322.8, 323.61, 324.42, 325.22, 326.03, 326.83, 327.64, 328.45, 329.25, 330.06, 330.87, 331.67, 332.48, 333.28, 334.09, 334.9, 335.7, 336.51, 337.31, 338.12, 338.93, 339.73, 340.54, 341.34, 342.15, 342.96, 343.76, 344.57, 345.37, 346.18, 346.98, 347.79, 348.59, 349.4, 350.2, 351.01, 351.81, 352.62, 353.42, 354.23, 355.03, 355.84, 356.64, 357.44, 358.25, 359.05, 359.86, 360.66, 361.46, 362.27, 363.07, 363.87, 364.68, 365.48, 366.28, 367.09, 367.89, 368.69, 369.5, 370.3, 371.1, 371.9, 372.71, 373.51, 374.31, 375.11, 375.91, 376.72, 377.52, 378.32, 379.12, 379.92, 380.72, 381.52, 382.32, 383.12, 383.92, 384.72, 385.52, 386.32, 387.12, 387.92, 388.72, 389.52, 390.32, 391.12, 391.92, 392.72, 393.52, 394.31] | wl = (1 x 256) array of wavelength bins
NUTNR | 2015-01-01 |  | N00567 | 427 | CC_eno3 | [0.02173321, -0.00053566, -0.00602647, -0.00651756, -0.0040849, 0.00067393, -0.00400069, -0.00277072, -0.00372075, -0.00313492, 0.00129401, 0.00390577, 0.00282168, 0.00716573, 0.00200015, 0.00488395, 0.00391166, 0.00310048, 0.00489159, 0.00033914, 0.00317273, 0.00476651, 0.00596373, 0.00702706, 0.00715852, 0.00694713, 0.00703799, 0.00684766, 0.00655328, 0.00622658, 0.00589689, 0.0055637, 0.00522534, 0.00489954, 0.00453319, 0.00420606, 0.00385366, 0.00352456, 0.0032125, 0.00290273, 0.00262624, 0.00235193, 0.00211247, 0.00187399, 0.00166353, 0.00146079, 0.00128396, 0.00111889, 0.00096622, 0.00083102, 0.00070941, 0.00059991, 0.00050239, 0.00042082, 0.00034437, 0.00028947, 0.00023012, 0.00018463, 0.00014725, 0.00011014, 0.00009022, 0.00006921, 0.00004184, 0.00003049, 0.00001774, 0.00001529, 0.00000621, 0.00000353, -0.00000029, -0.00001269, -0.0000157, -0.00001265, -0.00001262, -0.000019, -0.00001403, -0.00001323, -0.00001103, -0.00000676, -0.00000113, -0.00000611, -0.00000288, -0.00000334, 0.00000745, 0.00000476, 0.00000712, 0.00000936, 0.00001594, 0.00001358, 0.00001264, 0.00001603, 0.0000191, 0.00003323, 0.00002672, 0.00003726, 0.0000461, 0.00003199, 0.00004209, 0.00003897, 0.00004279, 0.0000456, 0.00004827, 0.00005383, 0.00004948, 0.00005062, 0.00005445, 0.0000542, 0.00006365, 0.00006705, 0.00007841, 0.00007887, 0.00008156, 0.00008262, 0.00008967, 0.00008538, 0.00009569, 0.0000909, 0.0000959, 0.00008889, 0.00010321, 0.00010399, 0.00010769, 0.00011553, 0.00011068, 0.00012463, 0.00012445, 0.00012746, 0.00013025, 0.00012992, 0.00013227, 0.0001334, 0.00014373, 0.00014261, 0.00013814, 0.00014122, 0.00014564, 0.00014935, 0.0001527, 0.00016555, 0.00016901, 0.00017214, 0.00017577, 0.00017617, 0.00018347, 0.00018523, 0.00018061, 0.00018381, 0.00018557, 0.00018924, 0.00018631, 0.00019516, 0.00020543, 0.00020052, 0.00020064, 0.00020833, 0.00020971, 0.00021252, 0.00021035, 0.00021602, 0.00022, 0.00021614, 0.00022468, 0.00022394, 0.00022643, 0.00023094, 0.00023066, 0.0002371, 0.00023953, 0.0002381, 0.0002445, 0.00024967, 0.00024731, 0.00025605, 0.00024436, 0.00025318, 0.00026446, 0.00025497, 0.00026756, 0.00027631, 0.00027633, 0.00027162, 0.00027666, 0.00027819, 0.00028313, 0.00028176, 0.00029076, 0.00029566, 0.00029792, 0.00030015, 0.00030773, 0.0003057, 0.00029957, 0.000316, 0.00032469, 0.00032313, 0.00031131, 0.00032252, 0.00032074, 0.00031121, 0.00033175, 0.00032548, 0.00033231, 0.00034098, 0.00033878, 0.00034591, 0.00035248, 0.00035269, 0.00035762, 0.00035911, 0.00036698, 0.0003656, 0.00035681, 0.0003682, 0.00037331, 0.00036362, 0.00036423, 0.00038507, 0.00038233, 0.00037974, 0.00038105, 0.00038406, 0.00038388, 0.00039536, 0.00039252, 0.00039268, 0.0003959, 0.00039331, 0.00040726, 0.00039446, 0.00041715, 0.00041563, 0.00041157, 0.00041824, 0.00041204, 0.00042381, 0.00043043, 0.00042892, 0.00044282, 0.0004431, 0.00044204, 0.00044896, 0.00044561, 0.00044774, 0.00045716, 0.00046047, 0.00046033, 0.00045834, 0.00046478, 0.00045916, 0.00045381, 0.0004598, 0.00047072, 0.00046826, 0.00046974, 0.00047597, 0.00048127, 0.00048072] | eno3 = (1 x 256) array of wavelength-dependent nitrate extinction coefficients
NUTNR | 2015-01-01 |  | N00567 | 427 | CC_eswa | [0.00036244, 0.00533724, 0.00666505, 0.01014913, 0.00240273, 0.00043986, 0.00578588, 0.00410073, 0.00890794, 0.01253456, 0.01206467, 0.02155002, 0.03530644, 0.04513755, 0.05800772, 0.05927563, 0.06612235, 0.07311649, 0.07427737, 0.07851677, 0.0751484, 0.07056014, 0.06379266, 0.05613445, 0.049118, 0.0419155, 0.03536364, 0.02943841, 0.02434529, 0.01993355, 0.01614582, 0.01297852, 0.01036328, 0.00821158, 0.00646624, 0.0050678, 0.00395675, 0.00308932, 0.00241041, 0.00187207, 0.00145498, 0.0011483, 0.0008947, 0.00070834, 0.00056238, 0.00045153, 0.0003656, 0.00029592, 0.00025017, 0.00020202, 0.00016848, 0.00014692, 0.00012192, 0.00010786, 0.00008784, 0.0000717, 0.00006527, 0.00005971, 0.00004205, 0.00003797, 0.00002843, 0.00002059, 0.0000192, 0.00001696, 0.00000326, -0.00000047, 0.00000821, 0.00000103, -0.00000432, -0.00000578, -0.00000575, -0.00000615, -0.00000524, -0.00000615, -0.00000121, 0.00000446, 0.00000222, -0.0000057, -0.00000853, -0.00000316, -0.00000546, -0.00000023, -0.00000342, -0.00000002, 0.00000387, 0.00001171, 0.00000143, 0.00000844, 0.00001022, 0.00001641, 0.00002217, 0.00000261, 0.00001993, 0.00001393, 0.00001339, 0.00003297, 0.00001528, 0.00001889, 0.00002604, 0.00003514, 0.00003574, 0.0000332, 0.00002856, 0.00003753, 0.00003578, 0.00003971, 0.00002453, 0.00003317, 0.00002437, 0.0000278, 0.00002458, 0.00003171, 0.00002914, 0.00003437, 0.00003911, 0.00003956, 0.00003613, 0.00004552, 0.00003853, 0.00003817, 0.00004497, 0.00003789, 0.00004909, 0.00003867, 0.00004595, 0.00004246, 0.00004151, 0.00005725, 0.00004762, 0.00004216, 0.00004737, 0.00005403, 0.00006014, 0.00005873, 0.00006299, 0.00007347, 0.00007129, 0.00005884, 0.00006958, 0.00006948, 0.00006799, 0.00006952, 0.00006681, 0.00007232, 0.00007631, 0.00007806, 0.00008645, 0.00007697, 0.00009466, 0.00009147, 0.00008944, 0.0000983, 0.00010304, 0.00009615, 0.00010626, 0.00010959, 0.00011831, 0.00011643, 0.00012363, 0.00012706, 0.00012239, 0.00012928, 0.00012913, 0.00013462, 0.0001395, 0.00013966, 0.00013801, 0.00014903, 0.00014339, 0.00015059, 0.00015687, 0.00016057, 0.00016936, 0.00016523, 0.00016262, 0.00016904, 0.00016599, 0.00017108, 0.00018467, 0.00018687, 0.00019588, 0.00018713, 0.00019417, 0.00020088, 0.00019857, 0.00019552, 0.00019888, 0.00021018, 0.00021081, 0.00021779, 0.00021889, 0.00021558, 0.0002208, 0.00022871, 0.00023284, 0.0002404, 0.00025937, 0.00024765, 0.0002506, 0.0002605, 0.00026702, 0.00027293, 0.00026897, 0.00026784, 0.00026029, 0.00027047, 0.00026295, 0.00028247, 0.00028352, 0.00028038, 0.0002977, 0.00029184, 0.00029313, 0.00030745, 0.0003114, 0.00030257, 0.00030328, 0.0003021, 0.0003169, 0.00032236, 0.00032714, 0.00032113, 0.00032717, 0.0003387, 0.00033321, 0.00035272, 0.00033838, 0.00034725, 0.0003493, 0.00034186, 0.00035447, 0.0003608, 0.00037584, 0.00036459, 0.00038656, 0.00039354, 0.00037912, 0.00038069, 0.0003877, 0.00038167, 0.00039475, 0.00038851, 0.00038531, 0.00039525, 0.00040549, 0.00039778, 0.00041939, 0.00041319, 0.0004322, 0.00043457, 0.00044204, 0.00044451, 0.00046167, 0.00045712, 0.00044073, 0.00042992] | eswa = (1 x 256) array of seawater extinction coefficients
NUTNR | 2015-01-01 |  | N00567 | 427 | CC_di | [36.20833333, 31.54166667, 38.75, 44.16666667, 44.66666667, 42.95833333, 39.58333333, 43, 42.20833333, 49.91666667, 71.70833333, 165.33333333, 433.70833333, 1084.58333333, 2364.70833333, 4474.58333333, 7429.45833333, 10978.625, 14691.5, 18229.125, 21348.91666667, 23891.54166667, 25778.625, 27003.875, 27551.95833333, 27564.54166667, 27211.125, 26658.41666667, 26088.04166667, 25642.5, 25360.20833333, 25341.66666667, 25582.25, 26090.54166667, 26921.04166667, 28053.33333333, 29487.33333333, 31227, 33234.41666667, 35481.70833333, 37873.875, 40300.20833333, 42612.41666667, 44673.5, 46294.375, 47327.04166667, 47751.95833333, 47461.79166667, 46552.08333333, 45152.5, 43433.58333333, 41569.75, 39764.66666667, 38063.45833333, 36559.66666667, 35318.45833333, 34280.66666667, 33503.20833333, 32966.5, 32633.04166667, 32499.58333333, 32589, 32871.29166667, 33366.04166667, 34065.16666667, 34941.70833333, 36027.04166667, 37282.54166667, 38677.25, 40145.66666667, 41653.875, 43068.91666667, 44339.79166667, 45338.08333333, 45952.125, 46162.75, 45903.66666667, 45116.125, 43896.83333333, 42352.33333333, 40516.83333333, 38538.83333333, 36483.375, 34478.625, 32583.5, 30803.375, 29208.54166667, 27818.29166667, 26564.625, 25508.29166667, 24626.83333333, 23881.375, 23295.79166667, 22884.95833333, 22603.70833333, 22461.04166667, 22453.79166667, 22585.29166667, 22844.16666667, 23239.29166667, 23744.375, 24361.83333333, 25080.29166667, 25903.16666667, 26801.79166667, 27760.20833333, 28733.45833333, 29716.70833333, 30638.83333333, 31477.75, 32217.125, 32773.375, 33118.25, 33258.04166667, 33168.33333333, 32871.91666667, 32411.375, 31751.625, 30987.41666667, 30162.91666667, 29281.45833333, 28416.70833333, 27589.875, 26823.875, 26104.125, 25484.70833333, 24933, 24511.58333333, 24143.79166667, 23851.16666667, 23633.54166667, 23492.70833333, 23401.20833333, 23388, 23422, 23511.20833333, 23652.875, 23828.875, 24060.70833333, 24360.95833333, 24700.20833333, 25073.5, 25497.5, 25967.5, 26457.83333333, 27014.41666667, 27610.79166667, 28247.66666667, 28914.04166667, 29590.79166667, 30275.54166667, 30989.5, 31703.29166667, 32417.54166667, 33109.45833333, 33750.58333333, 34350.58333333, 34892.75, 35336.70833333, 35751, 36046.45833333, 36240.41666667, 36348.20833333, 36356.5, 36241.08333333, 36002.45833333, 35651.29166667, 35151.33333333, 34562.125, 33856.45833333, 33039.125, 32173.33333333, 31257.75, 30322.75, 29438.91666667, 28561.54166667, 27741.58333333, 26943.625, 26194.66666667, 25523.95833333, 24903, 24312.58333333, 23772.45833333, 23248.375, 22740.25, 22252, 21805.45833333, 21358.45833333, 20936.70833333, 20528.54166667, 20119.79166667, 19738.375, 19391.83333333, 19055.58333333, 18768.375, 18525.875, 18279.04166667, 18069.375, 17884.29166667, 17708.79166667, 17582.66666667, 17483.83333333, 17402.5, 17357.25, 17316.04166667, 17295.375, 17303.04166667, 17335.16666667, 17380.08333333, 17444.16666667, 17528.375, 17616.08333333, 17729.16666667, 17841.875, 17972.04166667, 18137.70833333, 18295.125, 18471.04166667, 18647.29166667, 18849.83333333, 19075.54166667, 19308.58333333, 19481.20833333, 19567.75, 19623.91666667, 19620.75, 19643.25, 19683.58333333, 19701.45833333, 19711.29166667, 19731.33333333, 19727.79166667, 19707.25, 19648.08333333, 19603.41666667, 19621.5, 19595.95833333, 19402.45833333, 19066.375, 18717.29166667, 18393.70833333, 18123, 17810.08333333, 17510.625, 17234.58333333, 16977.29166667, 16776.58333333, 16600.41666667, 16370.125, 15980.83333333, 15400.33333333, 14630.75, 13661.20833333, 12420.54166667, 10870.54166667, 8969.25] | di = (1 x 256) array of deionized water reference spectrum
NUTNR | 2015-01-01 |  | N00559 | 428 | CC_lower_wavelength_limit_for_spectra_fit | 217 | Constant. wllower = Lower wavelength limit for spectra fit. From DPS: 217 nm (1-cm pathlength probe tip) or 220 nm (4-cm pathlength probe tip) | From CP01CNSP-00004
NUTNR | 2015-01-01 |  | N00559 | 428 | CC_upper_wavelength_limit_for_spectra_fit | 240 | Constant. wlupper = Upper wavelength limit for spectra fit. From DPS: 240 nm (1-cm pathlength probe tip) or 245 nm (4-cm pathlength probe tip)
NUTNR | 2015-01-01 |  | N00559 | 428 | CC_cal_temp | 20 | cal_temp = Calibration water temperature value
NUTNR | 2015-01-01 |  | N00559 | 428 | CC_wl | [190.16, 190.94, 191.72, 192.51, 193.29, 194.08, 194.86, 195.65, 196.43, 197.22, 198.01, 198.79, 199.58, 200.37, 201.16, 201.94, 202.73, 203.52, 204.31, 205.1, 205.89, 206.68, 207.47, 208.26, 209.05, 209.84, 210.63, 211.42, 212.21, 213, 213.79, 214.58, 215.38, 216.17, 216.96, 217.75, 218.55, 219.34, 220.13, 220.93, 221.72, 222.52, 223.31, 224.11, 224.9, 225.69, 226.49, 227.29, 228.08, 228.88, 229.67, 230.47, 231.27, 232.06, 232.86, 233.66, 234.45, 235.25, 236.05, 236.85, 237.65, 238.44, 239.24, 240.04, 240.84, 241.64, 242.44, 243.24, 244.04, 244.84, 245.64, 246.44, 247.24, 248.04, 248.84, 249.64, 250.44, 251.24, 252.04, 252.84, 253.64, 254.44, 255.25, 256.05, 256.85, 257.65, 258.45, 259.26, 260.06, 260.86, 261.67, 262.47, 263.27, 264.07, 264.88, 265.68, 266.49, 267.29, 268.09, 268.9, 269.7, 270.5, 271.31, 272.11, 272.92, 273.72, 274.53, 275.33, 276.14, 276.94, 277.75, 278.55, 279.36, 280.16, 280.97, 281.77, 282.58, 283.39, 284.19, 285, 285.8, 286.61, 287.42, 288.22, 289.03, 289.83, 290.64, 291.45, 292.25, 293.06, 293.87, 294.67, 295.48, 296.29, 297.09, 297.9, 298.71, 299.52, 300.32, 301.13, 301.94, 302.74, 303.55, 304.36, 305.17, 305.97, 306.78, 307.59, 308.39, 309.2, 310.01, 310.82, 311.62, 312.43, 313.24, 314.05, 314.85, 315.66, 316.47, 317.28, 318.09, 318.89, 319.7, 320.51, 321.32, 322.12, 322.93, 323.74, 324.55, 325.35, 326.16, 326.97, 327.78, 328.58, 329.39, 330.2, 331.01, 331.81, 332.62, 333.43, 334.24, 335.04, 335.85, 336.66, 337.46, 338.27, 339.08, 339.89, 340.69, 341.5, 342.31, 343.11, 343.92, 344.73, 345.53, 346.34, 347.15, 347.95, 348.76, 349.57, 350.37, 351.18, 351.98, 352.79, 353.6, 354.4, 355.21, 356.01, 356.82, 357.63, 358.43, 359.24, 360.04, 360.85, 361.65, 362.46, 363.26, 364.07, 364.87, 365.68, 366.48, 367.29, 368.09, 368.89, 369.7, 370.5, 371.31, 372.11, 372.91, 373.72, 374.52, 375.32, 376.13, 376.93, 377.73, 378.54, 379.34, 380.14, 380.94, 381.75, 382.55, 383.35, 384.15, 384.95, 385.75, 386.56, 387.36, 388.16, 388.96, 389.76, 390.56, 391.36, 392.16, 392.96, 393.76, 394.56] | wl = (1 x 256) array of wavelength bins
NUTNR | 2015-01-01 |  | N00559 | 428 | CC_eno3 | [-0.00939807, 0.00359665, 0.0122295, -0.01123146, 0.00078509, 0.00060975, 0.00505653, 0.00748131, 0.01235773, 0.00907707, 0.01243264, 0.00589765, 0.00347013, 0.00049742, -0.0057915, -0.02214344, -0.00353071, -0.00489863, -0.00266727, -0.00027563, 0.00177893, 0.00613347, 0.00722819, 0.00677884, 0.00762793, 0.00721789, 0.00715279, 0.00681381, 0.00647538, 0.00614577, 0.00580726, 0.00547655, 0.00516676, 0.00484764, 0.00452637, 0.0042008, 0.00388483, 0.00357904, 0.00328703, 0.00299018, 0.00270149, 0.00242293, 0.00217791, 0.00192987, 0.00170507, 0.0014978, 0.00129919, 0.00112894, 0.00096673, 0.00083009, 0.00070727, 0.00059234, 0.00049592, 0.00041794, 0.00033708, 0.00028482, 0.00022498, 0.00018243, 0.00014539, 0.00011503, 0.00008511, 0.00006856, 0.00004853, 0.00003651, 0.00002164, 0.00001185, 0.00000504, -0.00000522, -0.0000055, -0.00001138, -0.00001369, -0.00001744, -0.00001435, -0.00001689, -0.00001089, -0.00000877, -0.00000474, -0.00000274, -0.00000623, -0.00001026, -0.0000021, -0.00000209, 0.00000577, 0.00000576, 0.00001528, 0.00000943, 0.00001286, 0.00000816, 0.00001448, 0.0000104, 0.00000692, 0.0000128, 0.00001465, 0.00002276, 0.00003813, 0.00003527, 0.00005067, 0.0000426, 0.00005172, 0.00004534, 0.00004921, 0.00004365, 0.00004468, 0.00003997, 0.00005279, 0.00004262, 0.00005154, 0.00004627, 0.00004504, 0.00005685, 0.00006352, 0.00006637, 0.00007773, 0.00007319, 0.0000818, 0.00007817, 0.0000888, 0.0000887, 0.0000891, 0.00009418, 0.0000985, 0.00010058, 0.0001045, 0.00010121, 0.00010831, 0.00009893, 0.00011461, 0.00010635, 0.00010516, 0.00010432, 0.00011464, 0.00011275, 0.0001344, 0.00013476, 0.00012586, 0.00013405, 0.00013682, 0.00014135, 0.00013652, 0.00014101, 0.00013859, 0.00014432, 0.00015142, 0.0001463, 0.0001566, 0.00016114, 0.00016563, 0.00016461, 0.00016663, 0.00017131, 0.00016619, 0.00016645, 0.00016985, 0.00017269, 0.00017992, 0.00017749, 0.00018164, 0.00018767, 0.00018382, 0.00018114, 0.00018742, 0.00018955, 0.00018005, 0.0001818, 0.0001982, 0.00019899, 0.00020047, 0.00020555, 0.00021086, 0.00021153, 0.00021282, 0.00021898, 0.00022478, 0.00021152, 0.00022332, 0.00023415, 0.00022727, 0.00022632, 0.00023504, 0.00022248, 0.00022938, 0.00023777, 0.00025908, 0.00024632, 0.00025143, 0.00024862, 0.00026411, 0.00025398, 0.00026299, 0.00026251, 0.00026794, 0.00026139, 0.00025865, 0.00025677, 0.00025726, 0.00026321, 0.0002652, 0.00027032, 0.00027478, 0.00028142, 0.00028664, 0.00029036, 0.00028349, 0.00029921, 0.00029078, 0.00028687, 0.00028806, 0.0002922, 0.00027734, 0.0002942, 0.00030344, 0.0003073, 0.00030401, 0.00029656, 0.00032148, 0.00031055, 0.00030397, 0.00031889, 0.00031806, 0.00034657, 0.00033982, 0.00032371, 0.00032221, 0.000328, 0.00032606, 0.00031094, 0.00031035, 0.0003038, 0.00032066, 0.00034941, 0.00037149, 0.00035211, 0.0003589, 0.00035417, 0.00034452, 0.00034107, 0.00034326, 0.00034286, 0.00034959, 0.00035138, 0.00036107, 0.00034224, 0.00036314, 0.00039429, 0.00040831, 0.00038786, 0.00039229, 0.00040111, 0.00038868, 0.0004075, 0.00041748, 0.0003907, 0.00040461, 0.00038665, 0.00038235, 0.00037692] | eno3 = (1 x 256) array of wavelength-dependent nitrate extinction coefficients
NUTNR | 2015-01-01 |  | N00559 | 428 | CC_eswa | [0.00442385, 0.01727629, -0.00184768, 0.01352477, 0.00593408, 0.0025971, 0.00244617, 0.0040528, -0.00261231, -0.0007872, 0.01472304, 0.02985999, 0.04574441, 0.06073314, 0.07946236, 0.10237839, 0.08209665, 0.08114905, 0.08403367, 0.08062692, 0.07701167, 0.06921035, 0.06257945, 0.05456621, 0.04648964, 0.03939877, 0.03304644, 0.02746068, 0.02266207, 0.01860281, 0.01519593, 0.01234603, 0.00997646, 0.00803353, 0.0064314, 0.00514269, 0.00408513, 0.00323722, 0.00255791, 0.00201191, 0.00157955, 0.00124118, 0.00097076, 0.00076441, 0.00060679, 0.00047905, 0.00038606, 0.00030674, 0.00024983, 0.00020528, 0.00016909, 0.0001445, 0.00013124, 0.00010068, 0.0000953, 0.00007897, 0.00007263, 0.00006919, 0.00005925, 0.00005001, 0.0000415, 0.00003356, 0.00002665, 0.00001868, 0.00001117, 0.00000776, 0.00000404, -0.00000012, 0.00000323, -0.00000478, -0.00000612, -0.00000663, -0.00000361, -0.00001117, -0.0000083, -0.00000739, -0.0000068, -0.00001438, -0.00000855, 0.00000054, -0.00000493, -0.00000111, -0.00000676, 0.00000024, 0.00000561, 0.00000923, 0.00001412, 0.00001603, 0.00001573, 0.00001701, 0.00001744, 0.00002126, 0.00003091, 0.00001727, 0.00001103, 0.00002105, 0.0000133, 0.0000224, 0.00001971, 0.00002779, 0.00003476, 0.00003647, 0.00004166, 0.00005086, 0.00004081, 0.00004912, 0.00005182, 0.00005317, 0.0000664, 0.00005108, 0.0000493, 0.00003641, 0.00004544, 0.00004039, 0.00004807, 0.00005238, 0.00004091, 0.00006076, 0.00006822, 0.00006167, 0.0000539, 0.00007132, 0.00005805, 0.00006978, 0.00005673, 0.00008282, 0.00006936, 0.00008598, 0.00008252, 0.00009278, 0.00007637, 0.00009527, 0.0000768, 0.00007031, 0.00008337, 0.00008804, 0.00008923, 0.00009756, 0.00009613, 0.00010629, 0.00011041, 0.00010638, 0.00009904, 0.00011908, 0.00010968, 0.00010694, 0.00010922, 0.0001156, 0.00012753, 0.00012255, 0.00013143, 0.00013811, 0.00014306, 0.00014567, 0.00014407, 0.00014935, 0.00015218, 0.00015244, 0.00016422, 0.00017063, 0.00017126, 0.00016488, 0.00018868, 0.00018445, 0.00018604, 0.00019239, 0.00019788, 0.00019688, 0.00020528, 0.00019089, 0.00020209, 0.00021881, 0.0002093, 0.00022398, 0.00021817, 0.00021832, 0.00023439, 0.00024234, 0.00024102, 0.00025131, 0.0002444, 0.00023894, 0.00024352, 0.0002656, 0.00024592, 0.00026361, 0.00026185, 0.00026903, 0.00027515, 0.00029367, 0.00029717, 0.00029504, 0.00031998, 0.0003283, 0.0003244, 0.00032111, 0.00032099, 0.00032687, 0.00030983, 0.00031854, 0.00032322, 0.00034157, 0.00032549, 0.00033754, 0.00034171, 0.00033854, 0.00035665, 0.00036397, 0.00037448, 0.00036863, 0.00036387, 0.00036303, 0.00038406, 0.00039642, 0.00038702, 0.00039617, 0.00040985, 0.0004027, 0.00040236, 0.00038637, 0.00038674, 0.00040342, 0.00040243, 0.00041957, 0.00042758, 0.00044052, 0.00045377, 0.00045495, 0.00045169, 0.00042918, 0.00044038, 0.00046133, 0.00046277, 0.00048058, 0.0004814, 0.0004752, 0.00050328, 0.00046994, 0.00048169, 0.00048145, 0.00050445, 0.00049806, 0.00049634, 0.0004956, 0.0004959, 0.00049266, 0.00052592, 0.00052351, 0.0005216, 0.00053097, 0.00050676, 0.00052978, 0.00053899, 0.00055037, 0.00056579, 0.00060951] | eswa = (1 x 256) array of seawater extinction coefficients
NUTNR | 2015-01-01 |  | N00559 | 428 | CC_di | [16, 27, 28, 29, 44, 43, 50, 48, 40, 43, 130, 380, 968, 2186, 4312, 7363, 11054, 14692, 17674, 19760, 21092, 21945, 22584, 23215, 23984, 24955, 26204, 27723, 29521, 31632, 33920, 36384, 38826, 41148, 43200, 44793, 45763, 46087, 45708, 44648, 43123, 41266, 39310, 37415, 35703, 34260, 33169, 32380, 31954, 31855, 32046, 32567, 33391, 34437, 35756, 37317, 39038, 40855, 42820, 44732, 46572, 48223, 49604, 50624, 51182, 51193, 50687, 49651, 48155, 46259, 44167, 41883, 39615, 37361, 35266, 33358, 31607, 30040, 28685, 27531, 26515, 25712, 25005, 24518, 24149, 23899, 23796, 23820, 23945, 24192, 24532, 24972, 25515, 26099, 26734, 27406, 28055, 28637, 29172, 29566, 29790, 29815, 29624, 29213, 28607, 27843, 26960, 25985, 24988, 23961, 23002, 22079, 21235, 20471, 19800, 19212, 18708, 18288, 17971, 17707, 17529, 17423, 17392, 17461, 17568, 17773, 18023, 18377, 18760, 19198, 19696, 20267, 20841, 21475, 22144, 22850, 23556, 24279, 24976, 25695, 26352, 26953, 27521, 28026, 28423, 28756, 28951, 29063, 29068, 28896, 28635, 28283, 27826, 27289, 26699, 26034, 25352, 24652, 23950, 23269, 22596, 21940, 21357, 20807, 20302, 19855, 19448, 19072, 18741, 18380, 18062, 17748, 17425, 17128, 16862, 16615, 16395, 16191, 16009, 15835, 15688, 15546, 15425, 15301, 15160, 15057, 14955, 14851, 14762, 14705, 14620, 14540, 14506, 14478, 14461, 14468, 14447, 14457, 14456, 14466, 14498, 14542, 14544, 14576, 14579, 14579, 14568, 14540, 14487, 14414, 14320, 14209, 14088, 13932, 13747, 13556, 13341, 13113, 12888, 12645, 12409, 12178, 11893, 11614, 11294, 10984, 10687, 10435, 10200, 9975, 9785, 9610, 9449, 9321, 9189, 9100, 9001, 8848, 8690, 8524, 8380, 8264, 8148, 8052, 7976, 7905, 7866, 7827, 7769, 7738, 7600, 7293, 6878, 6370, 5749, 4916] | di = (1 x 256) array of deionized water reference spectrum
NUTNRA | 2012-12-10 |  | ATAPL-68020-00006 | 617 | CC_cal_temp | 19.98 |  | From RS01SBPS
NUTNRA | 2012-12-10 |  | ATAPL-68020-00006 | 617 | CC_wl | [190.10000000, 190.89000000, 191.69000000, 192.48000000, 193.28000000, 194.07000000, 194.87000000, 195.66000000, 196.46000000, 197.25000000, 198.05000000, 198.85000000, 199.64000000, 200.44000000, 201.24000000, 202.04000000, 202.83000000, 203.63000000, 204.43000000, 205.23000000, 206.03000000, 206.83000000, 207.62000000, 208.42000000, 209.22000000, 210.02000000, 210.82000000, 211.62000000, 212.42000000, 213.22000000, 214.02000000, 214.82000000, 215.62000000, 216.43000000, 217.23000000, 218.03000000, 218.83000000, 219.63000000, 220.43000000, 221.24000000, 222.04000000, 222.84000000, 223.64000000, 224.45000000, 225.25000000, 226.05000000, 226.85000000, 227.66000000, 228.46000000, 229.26000000, 230.07000000, 230.87000000, 231.68000000, 232.48000000, 233.29000000, 234.09000000, 234.89000000, 235.70000000, 236.50000000, 237.31000000, 238.11000000, 238.92000000, 239.72000000, 240.53000000, 241.34000000, 242.14000000, 242.95000000, 243.75000000, 244.56000000, 245.37000000, 246.17000000, 246.98000000, 247.79000000, 248.59000000, 249.40000000, 250.21000000, 251.01000000, 251.82000000, 252.63000000, 253.43000000, 254.24000000, 255.05000000, 255.86000000, 256.66000000, 257.47000000, 258.28000000, 259.09000000, 259.90000000, 260.70000000, 261.51000000, 262.32000000, 263.13000000, 263.94000000, 264.75000000, 265.55000000, 266.36000000, 267.17000000, 267.98000000, 268.79000000, 269.60000000, 270.41000000, 271.22000000, 272.02000000, 272.83000000, 273.64000000, 274.45000000, 275.26000000, 276.07000000, 276.88000000, 277.69000000, 278.50000000, 279.31000000, 280.12000000, 280.93000000, 281.73000000, 282.54000000, 283.35000000, 284.16000000, 284.97000000, 285.78000000, 286.59000000, 287.40000000, 288.21000000, 289.02000000, 289.83000000, 290.64000000, 291.45000000, 292.26000000, 293.07000000, 293.88000000, 294.69000000, 295.50000000, 296.31000000, 297.12000000, 297.93000000, 298.74000000, 299.55000000, 300.36000000, 301.17000000, 301.97000000, 302.78000000, 303.59000000, 304.40000000, 305.21000000, 306.02000000, 306.83000000, 307.64000000, 308.45000000, 309.26000000, 310.07000000, 310.88000000, 311.69000000, 312.50000000, 313.31000000, 314.11000000, 314.92000000, 315.73000000, 316.54000000, 317.35000000, 318.16000000, 318.97000000, 319.78000000, 320.59000000, 321.39000000, 322.20000000, 323.01000000, 323.82000000, 324.63000000, 325.44000000, 326.24000000, 327.05000000, 327.86000000, 328.67000000, 329.48000000, 330.28000000, 331.09000000, 331.90000000, 332.71000000, 333.51000000, 334.32000000, 335.13000000, 335.94000000, 336.74000000, 337.55000000, 338.36000000, 339.16000000, 339.97000000, 340.78000000, 341.58000000, 342.39000000, 343.20000000, 344.00000000, 344.81000000, 345.61000000, 346.42000000, 347.23000000, 348.03000000, 348.84000000, 349.64000000, 350.45000000, 351.25000000, 352.06000000, 352.86000000, 353.67000000, 354.47000000, 355.28000000, 356.08000000, 356.88000000, 357.69000000, 358.49000000, 359.30000000, 360.10000000, 360.90000000, 361.71000000, 362.51000000, 363.31000000, 364.11000000, 364.92000000, 365.72000000, 366.52000000, 367.32000000, 368.12000000, 368.93000000, 369.73000000, 370.53000000, 371.33000000, 372.13000000, 372.93000000, 373.73000000, 374.53000000, 375.33000000, 376.13000000, 376.93000000, 377.73000000, 378.53000000, 379.33000000, 380.13000000, 380.93000000, 381.73000000, 382.53000000, 383.33000000, 384.12000000, 384.92000000, 385.72000000, 386.52000000, 387.31000000, 388.11000000, 388.91000000, 389.71000000, 390.50000000, 391.30000000, 392.09000000, 392.89000000, 393.68000000, 394.48000000, 395.28000000]
NUTNRA | 2012-12-10 |  | ATAPL-68020-00006 | 617 | CC_eno3 | [ 0.02890124, 0.00777649, 0.00616777, 0.00625698, 0.02332421, 0.00498360, 0.01437792, 0.00370129, -0.00121633, 0.00822183, 0.00388672, 0.00081500, 0.01222252, 0.01215452, -0.00333575, -0.00077813, -0.00181650, 0.00369495, -0.00039874, 0.00621402, 0.00706621, 0.01199053, 0.00912631, 0.00816965, 0.00838810, 0.00793755, 0.00725346, 0.00702578, 0.00677132, 0.00636857, 0.00601547, 0.00567674, 0.00534540, 0.00498788, 0.00462807, 0.00429984, 0.00396440, 0.00364448, 0.00331529, 0.00301806, 0.00271610, 0.00244227, 0.00217817, 0.00192862, 0.00168220, 0.00147981, 0.00128507, 0.00110961, 0.00094561, 0.00080506, 0.00068098, 0.00057627, 0.00048301, 0.00039400, 0.00033017, 0.00026506, 0.00021943, 0.00016825, 0.00013552, 0.00009999, 0.00007765, 0.00005248, 0.00003954, 0.00002650, 0.00001914, 0.00000809, 0.00000526, -0.00000279, -0.00000179, -0.00000542, -0.00000858, -0.00001021, -0.00000868, -0.00001049, -0.00001712, -0.00000936, -0.00000905, -0.00000907, -0.00000962, -0.00000401, -0.00000004, -0.00000469, 0.00000292, 0.00000476, 0.00000299, 0.00001556, 0.00000854, 0.00001718, 0.00001960, 0.00002019, 0.00003044, 0.00003305, 0.00003094, 0.00005045, 0.00004588, 0.00005655, 0.00004866, 0.00004541, 0.00005388, 0.00005171, 0.00005983, 0.00005645, 0.00006938, 0.00006654, 0.00007431, 0.00007133, 0.00006878, 0.00008133, 0.00008272, 0.00009052, 0.00009420, 0.00009583, 0.00010539, 0.00009606, 0.00009290, 0.00010117, 0.00011109, 0.00011772, 0.00011404, 0.00011166, 0.00011651, 0.00012421, 0.00013091, 0.00013219, 0.00013128, 0.00013371, 0.00014844, 0.00015170, 0.00014180, 0.00016090, 0.00015138, 0.00016316, 0.00016315, 0.00015696, 0.00017221, 0.00017213, 0.00016990, 0.00018062, 0.00016788, 0.00018007, 0.00017446, 0.00019157, 0.00018798, 0.00019245, 0.00019125, 0.00020326, 0.00020424, 0.00020396, 0.00021100, 0.00021829, 0.00021965, 0.00021834, 0.00022082, 0.00022183, 0.00022008, 0.00022413, 0.00022901, 0.00023303, 0.00023531, 0.00024245, 0.00024488, 0.00023927, 0.00024892, 0.00025857, 0.00025271, 0.00026444, 0.00026693, 0.00024374, 0.00026270, 0.00026807, 0.00027233, 0.00027216, 0.00027057, 0.00028009, 0.00028086, 0.00028102, 0.00028554, 0.00028965, 0.00028937, 0.00030359, 0.00030898, 0.00029826, 0.00030831, 0.00030056, 0.00029266, 0.00031935, 0.00032256, 0.00031705, 0.00033542, 0.00034679, 0.00033621, 0.00034847, 0.00032871, 0.00036270, 0.00034209, 0.00034794, 0.00034883, 0.00035140, 0.00034637, 0.00035490, 0.00036591, 0.00035240, 0.00035665, 0.00037970, 0.00037018, 0.00036232, 0.00038204, 0.00037568, 0.00038667, 0.00038268, 0.00038922, 0.00038665, 0.00038489, 0.00038932, 0.00040246, 0.00040502, 0.00039382, 0.00040116, 0.00042338, 0.00041882, 0.00041820, 0.00043059, 0.00044237, 0.00044164, 0.00043826, 0.00042840, 0.00043726, 0.00043725, 0.00043861, 0.00044705, 0.00042323, 0.00045190, 0.00046265, 0.00041695, 0.00044866, 0.00047193, 0.00049277, 0.00046636, 0.00047128, 0.00048289, 0.00045952, 0.00045266, 0.00046819, 0.00047533, 0.00047324, 0.00050183, 0.00047942, 0.00050034, 0.00051698, 0.00052591, 0.00056027, 0.00053245, 0.00059402, 0.00040437, 0.00048534, 0.00041673]
NUTNRA | 2012-12-10 |  | ATAPL-68020-00006 | 617 | CC_eswa | [ 0.00041069, 0.00238431, 0.00668438, 0.01038853, 0.00419450, 0.00812120, 0.00466185, 0.00568770, 0.00131911, 0.00551837, 0.00456669, 0.02358671, 0.04374358, 0.05569124, 0.07192426, 0.07077273, 0.08216249, 0.08330621, 0.08507302, 0.08081831, 0.07959251, 0.07506070, 0.06682351, 0.05892097, 0.04981138, 0.04180706, 0.03489450, 0.02868031, 0.02346710, 0.01908854, 0.01542509, 0.01238407, 0.00989805, 0.00788567, 0.00626184, 0.00493394, 0.00389763, 0.00305486, 0.00239811, 0.00187176, 0.00147111, 0.00114649, 0.00089868, 0.00070531, 0.00055573, 0.00044375, 0.00035609, 0.00028785, 0.00024366, 0.00019909, 0.00018183, 0.00014102, 0.00013097, 0.00011643, 0.00009843, 0.00008578, 0.00007805, 0.00006558, 0.00005238, 0.00004097, 0.00003993, 0.00003038, 0.00002166, 0.00001810, 0.00001014, 0.00000783, 0.00000097, -0.00000025, 0.00000004, -0.00000838, 0.00000059, -0.00000976, -0.00000908, -0.00000803, -0.00001051, -0.00000801, -0.00000728, -0.00000304, -0.00000073, -0.00000003, -0.00000595, 0.00000156, 0.00000010, 0.00000927, 0.00000459, 0.00000556, 0.00000984, 0.00000247, 0.00001778, 0.00002110, -0.00000382, 0.00001293, 0.00002003, 0.00000935, 0.00000752, 0.00000999, 0.00000442, 0.00001891, 0.00001737, 0.00001336, 0.00001742, 0.00002619, 0.00001750, 0.00001738, 0.00002282, 0.00002233, 0.00002312, 0.00001663, 0.00001780, 0.00001612, 0.00001950, 0.00002203, 0.00002294, 0.00002824, 0.00003326, 0.00002868, 0.00001736, 0.00002140, 0.00003820, 0.00003315, 0.00004111, 0.00002427, 0.00004166, 0.00003413, 0.00002799, 0.00002805, 0.00002242, 0.00003611, 0.00002652, 0.00002180, 0.00002960, 0.00003461, 0.00003213, 0.00003944, 0.00004879, 0.00004263, 0.00003975, 0.00004623, 0.00005467, 0.00005214, 0.00006148, 0.00005890, 0.00005951, 0.00006360, 0.00006640, 0.00006186, 0.00006675, 0.00007445, 0.00006835, 0.00007996, 0.00007666, 0.00008575, 0.00008039, 0.00008572, 0.00008959, 0.00008882, 0.00009429, 0.00010154, 0.00010842, 0.00010437, 0.00010890, 0.00011285, 0.00011553, 0.00010501, 0.00011994, 0.00012310, 0.00013044, 0.00014382, 0.00014054, 0.00012694, 0.00012736, 0.00013727, 0.00014998, 0.00014622, 0.00014725, 0.00016135, 0.00017848, 0.00017517, 0.00017069, 0.00017343, 0.00018170, 0.00016476, 0.00018520, 0.00018408, 0.00019245, 0.00017968, 0.00019480, 0.00019255, 0.00020878, 0.00019371, 0.00020912, 0.00021366, 0.00024733, 0.00022177, 0.00022738, 0.00023097, 0.00023247, 0.00021766, 0.00022318, 0.00022876, 0.00023636, 0.00026158, 0.00027030, 0.00025627, 0.00027650, 0.00027914, 0.00025641, 0.00027158, 0.00028593, 0.00028640, 0.00028251, 0.00027729, 0.00028757, 0.00030842, 0.00028564, 0.00030577, 0.00029993, 0.00032961, 0.00030479, 0.00030327, 0.00030547, 0.00030761, 0.00030413, 0.00029873, 0.00031206, 0.00033823, 0.00032646, 0.00034607, 0.00036812, 0.00036900, 0.00036630, 0.00037379, 0.00035098, 0.00034363, 0.00035255, 0.00036163, 0.00034810, 0.00038810, 0.00038416, 0.00035570, 0.00039590, 0.00041424, 0.00041822, 0.00039650, 0.00044173, 0.00039947, 0.00038676, 0.00036926, 0.00036989, 0.00039727, 0.00035968, 0.00035369, 0.00040150, 0.00057950, 0.00052970, 0.00056887]
NUTNRA | 2012-12-10 |  | ATAPL-68020-00006 | 617 | CC_di | [ 0.00044705, 0.00254577, 0.00699896, 0.01066963, 0.00422467, 0.00802333, 0.00451658, 0.00540518, 0.00122934, 0.00504457, 0.00409385, 0.02073545, 0.03772100, 0.04709473, 0.05964547, 0.05755521, 0.06554128, 0.06516815, 0.06526291, 0.06079964, 0.05871919, 0.05430466, 0.04742162, 0.04100470, 0.03399452, 0.02797993, 0.02290185, 0.01845925, 0.01481175, 0.01181507, 0.00936284, 0.00737157, 0.00577780, 0.00451297, 0.00351433, 0.00271551, 0.00210365, 0.00161690, 0.00124473, 0.00095251, 0.00073414, 0.00056108, 0.00043130, 0.00033186, 0.00025642, 0.00020079, 0.00015801, 0.00012523, 0.00010395, 0.00008330, 0.00007458, 0.00005673, 0.00005165, 0.00004503, 0.00003732, 0.00003190, 0.00002846, 0.00002345, 0.00001836, 0.00001408, 0.00001346, 0.00001004, 0.00000702, 0.00000575, 0.00000316, 0.00000239, 0.00000029, -0.00000007, 0.00000001, -0.00000236, 0.00000016, -0.00000265, -0.00000242, -0.00000210, -0.00000269, -0.00000201, -0.00000179, -0.00000073, -0.00000017, -0.00000001, -0.00000135, 0.00000035, 0.00000002, 0.00000199, 0.00000096, 0.00000115, 0.00000199, 0.00000049, 0.00000345, 0.00000402, -0.00000071, 0.00000237, 0.00000359, 0.00000164, 0.00000130, 0.00000169, 0.00000073, 0.00000307, 0.00000277, 0.00000209, 0.00000267, 0.00000393, 0.00000258, 0.00000251, 0.00000323, 0.00000310, 0.00000315, 0.00000222, 0.00000233, 0.00000207, 0.00000245, 0.00000272, 0.00000277, 0.00000335, 0.00000386, 0.00000327, 0.00000194, 0.00000234, 0.00000410, 0.00000349, 0.00000424, 0.00000246, 0.00000413, 0.00000332, 0.00000267, 0.00000262, 0.00000205, 0.00000324, 0.00000234, 0.00000188, 0.00000251, 0.00000287, 0.00000261, 0.00000315, 0.00000382, 0.00000327, 0.00000299, 0.00000341, 0.00000395, 0.00000370, 0.00000427, 0.00000401, 0.00000398, 0.00000417, 0.00000426, 0.00000389, 0.00000412, 0.00000450, 0.00000405, 0.00000465, 0.00000437, 0.00000479, 0.00000441, 0.00000461, 0.00000472, 0.00000459, 0.00000478, 0.00000504, 0.00000528, 0.00000498, 0.00000510, 0.00000518, 0.00000520, 0.00000463, 0.00000519, 0.00000522, 0.00000542, 0.00000586, 0.00000562, 0.00000497, 0.00000489, 0.00000517, 0.00000554, 0.00000529, 0.00000523, 0.00000562, 0.00000609, 0.00000586, 0.00000560, 0.00000558, 0.00000573, 0.00000510, 0.00000562, 0.00000547, 0.00000561, 0.00000514, 0.00000546, 0.00000529, 0.00000563, 0.00000512, 0.00000542, 0.00000543, 0.00000616, 0.00000542, 0.00000544, 0.00000542, 0.00000535, 0.00000491, 0.00000494, 0.00000496, 0.00000503, 0.00000546, 0.00000553, 0.00000514, 0.00000544, 0.00000538, 0.00000485, 0.00000504, 0.00000520, 0.00000511, 0.00000494, 0.00000475, 0.00000483, 0.00000508, 0.00000462, 0.00000485, 0.00000466, 0.00000502, 0.00000456, 0.00000444, 0.00000439, 0.00000434, 0.00000420, 0.00000405, 0.00000415, 0.00000441, 0.00000417, 0.00000434, 0.00000452, 0.00000445, 0.00000433, 0.00000433, 0.00000399, 0.00000383, 0.00000385, 0.00000388, 0.00000366, 0.00000400, 0.00000388, 0.00000353, 0.00000385, 0.00000395, 0.00000391, 0.00000364, 0.00000397, 0.00000352, 0.00000335, 0.00000313, 0.00000308, 0.00000324, 0.00000288, 0.00000278, 0.00000309, 0.00000438, 0.00000392, 0.00000413]
NUTNRA | 2012-12-10 |  | ATAPL-68020-00006 | 617 | CC_lower_wavelength_limit_for_spectra_fit | 217
NUTNRA | 2012-12-10 |  | ATAPL-68020-00006 | 617 | CC_upper_wavelength_limit_for_spectra_fit | 240
NUTNRA | 2014-05-12 |  | ATAPL-68020-00007 | 618 | CC_cal_temp | 19.84 |  | From RS03AXPS
NUTNRA | 2014-05-12 |  | ATAPL-68020-00007 | 618 | CC_wl | [188.93000000, 189.74000000, 190.54000000, 191.35000000, 192.15000000, 192.96000000, 193.76000000, 194.57000000, 195.37000000, 196.18000000, 196.99000000, 197.79000000, 198.60000000, 199.41000000, 200.21000000, 201.02000000, 201.83000000, 202.64000000, 203.44000000, 204.25000000, 205.06000000, 205.87000000, 206.68000000, 207.48000000, 208.29000000, 209.10000000, 209.91000000, 210.72000000, 211.53000000, 212.34000000, 213.15000000, 213.96000000, 214.77000000, 215.58000000, 216.39000000, 217.20000000, 218.01000000, 218.82000000, 219.63000000, 220.44000000, 221.25000000, 222.06000000, 222.88000000, 223.69000000, 224.50000000, 225.31000000, 226.12000000, 226.93000000, 227.75000000, 228.56000000, 229.37000000, 230.18000000, 231.00000000, 231.81000000, 232.62000000, 233.43000000, 234.25000000, 235.06000000, 235.87000000, 236.69000000, 237.50000000, 238.31000000, 239.13000000, 239.94000000, 240.75000000, 241.57000000, 242.38000000, 243.20000000, 244.01000000, 244.82000000, 245.64000000, 246.45000000, 247.27000000, 248.08000000, 248.90000000, 249.71000000, 250.53000000, 251.34000000, 252.16000000, 252.97000000, 253.79000000, 254.60000000, 255.42000000, 256.23000000, 257.05000000, 257.86000000, 258.68000000, 259.49000000, 260.31000000, 261.12000000, 261.94000000, 262.75000000, 263.57000000, 264.38000000, 265.20000000, 266.02000000, 266.83000000, 267.65000000, 268.46000000, 269.28000000, 270.09000000, 270.91000000, 271.73000000, 272.54000000, 273.36000000, 274.17000000, 274.99000000, 275.81000000, 276.62000000, 277.44000000, 278.25000000, 279.07000000, 279.88000000, 280.70000000, 281.52000000, 282.33000000, 283.15000000, 283.96000000, 284.78000000, 285.60000000, 286.41000000, 287.23000000, 288.04000000, 288.86000000, 289.67000000, 290.49000000, 291.31000000, 292.12000000, 292.94000000, 293.75000000, 294.57000000, 295.38000000, 296.20000000, 297.01000000, 297.83000000, 298.65000000, 299.46000000, 300.28000000, 301.09000000, 301.91000000, 302.72000000, 303.54000000, 304.35000000, 305.17000000, 305.98000000, 306.80000000, 307.61000000, 308.42000000, 309.24000000, 310.05000000, 310.87000000, 311.68000000, 312.50000000, 313.31000000, 314.13000000, 314.94000000, 315.75000000, 316.57000000, 317.38000000, 318.19000000, 319.01000000, 319.82000000, 320.64000000, 321.45000000, 322.26000000, 323.07000000, 323.89000000, 324.70000000, 325.51000000, 326.33000000, 327.14000000, 327.95000000, 328.76000000, 329.58000000, 330.39000000, 331.20000000, 332.01000000, 332.82000000, 333.64000000, 334.45000000, 335.26000000, 336.07000000, 336.88000000, 337.69000000, 338.50000000, 339.31000000, 340.12000000, 340.93000000, 341.74000000, 342.55000000, 343.36000000, 344.17000000, 344.98000000, 345.79000000, 346.60000000, 347.41000000, 348.22000000, 349.03000000, 349.84000000, 350.65000000, 351.46000000, 352.26000000, 353.07000000, 353.88000000, 354.69000000, 355.49000000, 356.30000000, 357.11000000, 357.92000000, 358.72000000, 359.53000000, 360.34000000, 361.14000000, 361.95000000, 362.75000000, 363.56000000, 364.37000000, 365.17000000, 365.98000000, 366.78000000, 367.59000000, 368.39000000, 369.19000000, 370.00000000, 370.80000000, 371.61000000, 372.41000000, 373.21000000, 374.01000000, 374.82000000, 375.62000000, 376.42000000, 377.22000000, 378.03000000, 378.83000000, 379.63000000, 380.43000000, 381.23000000, 382.03000000, 382.83000000, 383.63000000, 384.43000000, 385.23000000, 386.03000000, 386.83000000, 387.63000000, 388.43000000, 389.23000000, 390.02000000, 390.82000000, 391.62000000, 392.42000000, 393.21000000, 394.01000000, 394.81000000, 395.60000000]
NUTNRA | 2014-05-12 |  | ATAPL-68020-00007 | 618 | CC_eno3 | [ -0.00016261, -0.00768472, -0.00855017, -0.02666917, -0.00014813, -0.00014448, 0.01931290, 0.02371882, -0.00013364, -0.00013000, -0.00012636, -0.01863183, -0.00011911, 0.00543075, 0.00144183, 0.00354497, 0.00429770, -0.00692597, -0.00762309, -0.00009370, -0.00009006, 0.00085830, -0.00045085, 0.00535793, 0.00613256, 0.00629860, 0.00770522, 0.00744657, 0.00713792, 0.00673862, 0.00648179, 0.00614122, 0.00575705, 0.00541288, 0.00505723, 0.00469306, 0.00434667, 0.00400902, 0.00366537, 0.00334877, 0.00304009, 0.00273544, 0.00245677, 0.00218093, 0.00192098, 0.00169644, 0.00147538, 0.00127602, 0.00110735, 0.00095248, 0.00080083, 0.00068084, 0.00057403, 0.00047346, 0.00039549, 0.00032362, 0.00026256, 0.00020761, 0.00016761, 0.00012601, 0.00009467, 0.00007128, 0.00005286, 0.00003967, 0.00002501, 0.00001543, 0.00001099, 0.00000266, 0.00000121, -0.00000325, -0.00000866, -0.00000469, -0.00001020, -0.00001379, -0.00001319, -0.00001816, -0.00000803, -0.00000808, -0.00000610, -0.00000812, -0.00000602, -0.00000169, 0.00000497, 0.00001305, 0.00001171, 0.00001105, 0.00000150, 0.00001239, 0.00000765, 0.00000741, 0.00001194, 0.00001925, 0.00002753, 0.00002745, 0.00002898, 0.00003773, 0.00003464, 0.00004171, 0.00004805, 0.00005230, 0.00006080, 0.00006291, 0.00006130, 0.00006189, 0.00006705, 0.00007573, 0.00006923, 0.00007999, 0.00008846, 0.00008469, 0.00009100, 0.00009125, 0.00010238, 0.00009930, 0.00011794, 0.00011382, 0.00011281, 0.00010861, 0.00012236, 0.00012415, 0.00012031, 0.00012255, 0.00012241, 0.00012783, 0.00013568, 0.00013148, 0.00013858, 0.00014223, 0.00014730, 0.00014998, 0.00014805, 0.00014668, 0.00015479, 0.00015277, 0.00015315, 0.00016073, 0.00015166, 0.00017700, 0.00016787, 0.00017471, 0.00017904, 0.00018946, 0.00019390, 0.00019804, 0.00020398, 0.00020693, 0.00020821, 0.00021281, 0.00020767, 0.00021322, 0.00021951, 0.00021626, 0.00023566, 0.00022594, 0.00022863, 0.00024508, 0.00023981, 0.00024616, 0.00026403, 0.00025482, 0.00026246, 0.00026927, 0.00026380, 0.00027241, 0.00027531, 0.00027701, 0.00028592, 0.00029692, 0.00028632, 0.00028495, 0.00030405, 0.00029183, 0.00030568, 0.00031185, 0.00031472, 0.00031365, 0.00030425, 0.00030242, 0.00032421, 0.00032886, 0.00033385, 0.00033004, 0.00032533, 0.00033157, 0.00035157, 0.00035727, 0.00035476, 0.00036163, 0.00035748, 0.00037104, 0.00036782, 0.00037023, 0.00035953, 0.00036738, 0.00038778, 0.00036449, 0.00036942, 0.00038119, 0.00039722, 0.00038466, 0.00039711, 0.00039537, 0.00041070, 0.00041184, 0.00042380, 0.00042775, 0.00042462, 0.00040629, 0.00041885, 0.00040691, 0.00042965, 0.00043087, 0.00045172, 0.00046412, 0.00045511, 0.00046306, 0.00046553, 0.00046093, 0.00046896, 0.00048619, 0.00047638, 0.00047633, 0.00046754, 0.00049052, 0.00049609, 0.00049408, 0.00050012, 0.00050416, 0.00050354, 0.00052604, 0.00051885, 0.00050838, 0.00049433, 0.00051619, 0.00051427, 0.00050822, 0.00053989, 0.00051949, 0.00050564, 0.00051699, 0.00053271, 0.00054986, 0.00055815, 0.00058482, 0.00059441, 0.00054817, 0.00055538, 0.00056782, 0.00050453, 0.00055836, 0.00054102, 0.00058800, 0.00056203, 0.00058293, 0.00054586, 0.00061309]
NUTNRA | 2014-05-12 |  | ATAPL-68020-00007 | 618 | CC_eswa | [ -0.00040183, -0.01487178, -0.00039206, 0.00874548, -0.00038229, -0.00481060, -0.00416290, -0.01484247, 0.01080090, -0.00035784, -0.00035292, 0.01791718, -0.00034316, 0.03994140, 0.05806614, 0.08235231, 0.09444265, 0.09725814, 0.11950174, -0.00030887, 0.13184822, 0.09950024, 0.08793371, 0.07708328, 0.06340386, 0.05398822, 0.04453110, 0.03671506, 0.03012577, 0.02456377, 0.01985504, 0.01600443, 0.01281636, 0.01021096, 0.00808127, 0.00638770, 0.00501747, 0.00392450, 0.00307359, 0.00239000, 0.00185636, 0.00144818, 0.00112250, 0.00087441, 0.00069546, 0.00054558, 0.00043138, 0.00034645, 0.00027252, 0.00022581, 0.00019047, 0.00015613, 0.00013589, 0.00011418, 0.00009795, 0.00007925, 0.00006726, 0.00005521, 0.00004734, 0.00004024, 0.00002907, 0.00002474, 0.00001840, 0.00000969, 0.00001070, 0.00000715, 0.00000089, 0.00000103, -0.00000037, -0.00000222, -0.00000492, -0.00000728, -0.00000375, 0.00000029, -0.00000020, -0.00000277, -0.00001124, -0.00000025, -0.00000185, 0.00000237, -0.00000090, 0.00000172, 0.00000999, -0.00000906, -0.00000055, -0.00000409, 0.00000855, 0.00000677, 0.00000793, 0.00001968, 0.00002435, 0.00001838, 0.00001511, 0.00002298, 0.00003326, 0.00002845, 0.00003577, 0.00003020, 0.00003571, 0.00003057, 0.00003309, 0.00003830, 0.00003732, 0.00005188, 0.00004931, 0.00005584, 0.00006413, 0.00006125, 0.00004591, 0.00006148, 0.00006916, 0.00006767, 0.00006288, 0.00006870, 0.00005313, 0.00007048, 0.00007407, 0.00008562, 0.00006999, 0.00006134, 0.00007341, 0.00008180, 0.00007712, 0.00007825, 0.00007986, 0.00008131, 0.00008319, 0.00008650, 0.00010587, 0.00009839, 0.00011306, 0.00011474, 0.00010957, 0.00011737, 0.00011513, 0.00011523, 0.00012071, 0.00011359, 0.00011705, 0.00013543, 0.00013508, 0.00014321, 0.00015044, 0.00014747, 0.00014349, 0.00015557, 0.00016151, 0.00016718, 0.00017843, 0.00017220, 0.00018205, 0.00019678, 0.00018553, 0.00019566, 0.00020185, 0.00020841, 0.00022150, 0.00022101, 0.00021261, 0.00023497, 0.00022076, 0.00023191, 0.00023574, 0.00024801, 0.00025169, 0.00025695, 0.00025214, 0.00026463, 0.00027232, 0.00026717, 0.00026990, 0.00028943, 0.00028139, 0.00029497, 0.00030164, 0.00030347, 0.00032440, 0.00032480, 0.00031803, 0.00032591, 0.00031695, 0.00032717, 0.00034433, 0.00033869, 0.00032617, 0.00032697, 0.00034618, 0.00034960, 0.00035083, 0.00036367, 0.00035308, 0.00036140, 0.00037744, 0.00038297, 0.00038838, 0.00038779, 0.00038596, 0.00040859, 0.00039218, 0.00041023, 0.00042617, 0.00043189, 0.00044033, 0.00044227, 0.00044030, 0.00044322, 0.00046876, 0.00046797, 0.00046551, 0.00048209, 0.00048323, 0.00046611, 0.00047456, 0.00048941, 0.00047618, 0.00046770, 0.00048788, 0.00051663, 0.00049647, 0.00049846, 0.00052662, 0.00053100, 0.00056228, 0.00053165, 0.00054158, 0.00051844, 0.00052329, 0.00051831, 0.00056720, 0.00052965, 0.00054168, 0.00057570, 0.00059713, 0.00059800, 0.00056834, 0.00060522, 0.00060250, 0.00062430, 0.00061861, 0.00060579, 0.00061107, 0.00060994, 0.00060899, 0.00061801, 0.00059980, 0.00063472, 0.00063969, 0.00060322, 0.00067986, 0.00066502, 0.00066595, 0.00062168, 0.00064433, 0.00070198, 0.00072761, 0.00069077]
NUTNRA | 2014-05-12 |  | ATAPL-68020-00007 | 618 | CC_di | [ -0.00044948, -0.01631207, -0.00042177, 0.00922525, -0.00039552, -0.00488024, -0.00414205, -0.01448095, 0.01033540, -0.00033576, -0.00032471, 0.01616802, -0.00030363, 0.03465400, 0.04941169, 0.06871539, 0.07727123, 0.07802740, 0.09403123, -0.00023831, 0.09975049, 0.07381359, 0.06396451, 0.05499467, 0.04435551, 0.03703415, 0.02995285, 0.02421533, 0.01948300, 0.01557701, 0.01234614, 0.00975825, 0.00766246, 0.00598606, 0.00464543, 0.00360049, 0.00277316, 0.00212689, 0.00163335, 0.00124538, 0.00094850, 0.00072555, 0.00055131, 0.00042111, 0.00032842, 0.00025263, 0.00019587, 0.00015425, 0.00011894, 0.00009664, 0.00007993, 0.00006425, 0.00005482, 0.00004516, 0.00003799, 0.00003014, 0.00002508, 0.00002018, 0.00001697, 0.00001414, 0.00001002, 0.00000836, 0.00000609, 0.00000315, 0.00000341, 0.00000223, 0.00000027, 0.00000031, -0.00000011, -0.00000064, -0.00000139, -0.00000202, -0.00000102, 0.00000008, -0.00000005, -0.00000071, -0.00000282, -0.00000006, -0.00000045, 0.00000056, -0.00000021, 0.00000039, 0.00000223, -0.00000198, -0.00000012, -0.00000086, 0.00000176, 0.00000137, 0.00000157, 0.00000383, 0.00000464, 0.00000343, 0.00000277, 0.00000413, 0.00000586, 0.00000491, 0.00000605, 0.00000501, 0.00000581, 0.00000487, 0.00000517, 0.00000587, 0.00000561, 0.00000764, 0.00000712, 0.00000791, 0.00000890, 0.00000834, 0.00000613, 0.00000804, 0.00000887, 0.00000851, 0.00000775, 0.00000831, 0.00000630, 0.00000819, 0.00000844, 0.00000956, 0.00000766, 0.00000659, 0.00000773, 0.00000844, 0.00000780, 0.00000776, 0.00000777, 0.00000775, 0.00000778, 0.00000793, 0.00000951, 0.00000867, 0.00000977, 0.00000972, 0.00000910, 0.00000956, 0.00000919, 0.00000902, 0.00000926, 0.00000854, 0.00000863, 0.00000979, 0.00000958, 0.00000995, 0.00001025, 0.00000985, 0.00000940, 0.00000999, 0.00001017, 0.00001032, 0.00001080, 0.00001022, 0.00001059, 0.00001123, 0.00001038, 0.00001073, 0.00001085, 0.00001099, 0.00001145, 0.00001120, 0.00001056, 0.00001145, 0.00001054, 0.00001086, 0.00001082, 0.00001116, 0.00001111, 0.00001112, 0.00001070, 0.00001101, 0.00001111, 0.00001068, 0.00001058, 0.00001113, 0.00001061, 0.00001090, 0.00001093, 0.00001078, 0.00001130, 0.00001110, 0.00001065, 0.00001070, 0.00001021, 0.00001033, 0.00001066, 0.00001028, 0.00000971, 0.00000955, 0.00000991, 0.00000981, 0.00000966, 0.00000982, 0.00000934, 0.00000938, 0.00000960, 0.00000956, 0.00000950, 0.00000930, 0.00000908, 0.00000942, 0.00000887, 0.00000910, 0.00000927, 0.00000921, 0.00000921, 0.00000907, 0.00000885, 0.00000874, 0.00000907, 0.00000887, 0.00000866, 0.00000879, 0.00000864, 0.00000817, 0.00000816, 0.00000825, 0.00000788, 0.00000758, 0.00000776, 0.00000806, 0.00000759, 0.00000748, 0.00000775, 0.00000766, 0.00000796, 0.00000738, 0.00000737, 0.00000692, 0.00000685, 0.00000665, 0.00000714, 0.00000654, 0.00000656, 0.00000684, 0.00000695, 0.00000683, 0.00000637, 0.00000665, 0.00000649, 0.00000660, 0.00000641, 0.00000616, 0.00000609, 0.00000596, 0.00000584, 0.00000581, 0.00000553, 0.00000574, 0.00000568, 0.00000525, 0.00000581, 0.00000557, 0.00000547, 0.00000501, 0.00000509, 0.00000544, 0.00000553, 0.00000515]
NUTNRA | 2014-05-12 |  | ATAPL-68020-00007 | 618 | CC_lower_wavelength_limit_for_spectra_fit | 217
NUTNRA | 2014-05-12 |  | ATAPL-68020-00007 | 618 | CC_upper_wavelength_limit_for_spectra_fit | 240
[9 empty] | NUTNR | 2015-05-29 | A01695 | 625 | CC_lower_wavelength_limit_for_spectra_fit
[9 empty] | NUTNR | 2015-05-29 | A01695 | 625 | CC_upper_wavelength_limit_for_spectra_fit
[9 empty] | NUTNR | 2015-05-29 | A01695 | 625 | CC_cal_temp
[9 empty] | NUTNR | 2015-05-29 | A01695 | 625 | CC_wl
[9 empty] | NUTNR | 2015-05-29 | A01695 | 625 | CC_eno3
[9 empty] | NUTNR | 2015-05-29 | A01695 | 625 | CC_eswa
[9 empty] | NUTNR | 2015-05-29 | A01695 | 625 | CC_di
NUTNR | 2015-05-29 |  | ATOSU-68020-00008 | 625 | CC_cal_temp | 19.92 | From CE04OSPS-00002
NUTNR | 2015-05-29 |  | ATOSU-68020-00008 | 625 | CC_wl | [187.83000000, 188.64000000, 189.44000000, 190.24000000, 191.05000000, 191.85000000, 192.66000000, 193.46000000, 194.27000000, 195.08000000, 195.88000000, 196.69000000, 197.49000000, 198.30000000, 199.11000000, 199.92000000, 200.72000000, 201.53000000, 202.34000000, 203.15000000, 203.95000000, 204.76000000, 205.57000000, 206.38000000, 207.19000000, 208.00000000, 208.81000000, 209.62000000, 210.43000000, 211.24000000, 212.05000000, 212.86000000, 213.67000000, 214.48000000, 215.29000000, 216.10000000, 216.91000000, 217.72000000, 218.53000000, 219.35000000, 220.16000000, 220.97000000, 221.78000000, 222.59000000, 223.41000000, 224.22000000, 225.03000000, 225.84000000, 226.66000000, 227.47000000, 228.28000000, 229.10000000, 229.91000000, 230.72000000, 231.54000000, 232.35000000, 233.17000000, 233.98000000, 234.80000000, 235.61000000, 236.42000000, 237.24000000, 238.05000000, 238.87000000, 239.68000000, 240.50000000, 241.32000000, 242.13000000, 242.95000000, 243.76000000, 244.58000000, 245.39000000, 246.21000000, 247.03000000, 247.84000000, 248.66000000, 249.47000000, 250.29000000, 251.11000000, 251.92000000, 252.74000000, 253.56000000, 254.38000000, 255.19000000, 256.01000000, 256.83000000, 257.64000000, 258.46000000, 259.28000000, 260.10000000, 260.91000000, 261.73000000, 262.55000000, 263.37000000, 264.18000000, 265.00000000, 265.82000000, 266.64000000, 267.46000000, 268.27000000, 269.09000000, 269.91000000, 270.73000000, 271.55000000, 272.37000000, 273.18000000, 274.00000000, 274.82000000, 275.64000000, 276.46000000, 277.28000000, 278.09000000, 278.91000000, 279.73000000, 280.55000000, 281.37000000, 282.19000000, 283.01000000, 283.83000000, 284.64000000, 285.46000000, 286.28000000, 287.10000000, 287.92000000, 288.74000000, 289.56000000, 290.38000000, 291.19000000, 292.01000000, 292.83000000, 293.65000000, 294.47000000, 295.29000000, 296.11000000, 296.92000000, 297.74000000, 298.56000000, 299.38000000, 300.20000000, 301.02000000, 301.84000000, 302.65000000, 303.47000000, 304.29000000, 305.11000000, 305.93000000, 306.75000000, 307.56000000, 308.38000000, 309.20000000, 310.02000000, 310.84000000, 311.66000000, 312.47000000, 313.29000000, 314.11000000, 314.93000000, 315.74000000, 316.56000000, 317.38000000, 318.20000000, 319.02000000, 319.83000000, 320.65000000, 321.47000000, 322.28000000, 323.10000000, 323.92000000, 324.74000000, 325.55000000, 326.37000000, 327.19000000, 328.00000000, 328.82000000, 329.64000000, 330.45000000, 331.27000000, 332.08000000, 332.90000000, 333.72000000, 334.53000000, 335.35000000, 336.16000000, 336.98000000, 337.79000000, 338.61000000, 339.43000000, 340.24000000, 341.06000000, 341.87000000, 342.68000000, 343.50000000, 344.31000000, 345.13000000, 345.94000000, 346.76000000, 347.57000000, 348.38000000, 349.20000000, 350.01000000, 350.82000000, 351.64000000, 352.45000000, 353.26000000, 354.08000000, 354.89000000, 355.70000000, 356.51000000, 357.33000000, 358.14000000, 358.95000000, 359.76000000, 360.57000000, 361.38000000, 362.20000000, 363.01000000, 363.82000000, 364.63000000, 365.44000000, 366.25000000, 367.06000000, 367.87000000, 368.68000000, 369.49000000, 370.30000000, 371.11000000, 371.92000000, 372.72000000, 373.53000000, 374.34000000, 375.15000000, 375.96000000, 376.77000000, 377.57000000, 378.38000000, 379.19000000, 379.99000000, 380.80000000, 381.61000000, 382.41000000, 383.22000000, 384.03000000, 384.83000000, 385.64000000, 386.44000000, 387.25000000, 388.05000000, 388.86000000, 389.66000000, 390.46000000, 391.27000000, 392.07000000, 392.88000000, 393.68000000, 394.48000000, 395.28000000]
NUTNR | 2015-05-29 |  | ATOSU-68020-00008 | 625 | CC_eno3 | [ 0.00316665, -0.00116725, -0.00101696, -0.00242920, -0.00162972, 0.00330619, -0.00406655, -0.00033918, 0.00615570, -0.00652591, 0.00605441, 0.00366906, 0.00326599, 0.00144890, 0.00688994, 0.01443790, 0.00559838, 0.00114989, 0.00243265, -0.00271477, -0.00115718, 0.00035467, -0.00005166, 0.00032150, 0.00425841, 0.00562566, 0.00698464, 0.00719671, 0.00746198, 0.00732443, 0.00690427, 0.00663341, 0.00624771, 0.00591021, 0.00557068, 0.00519221, 0.00485790, 0.00449372, 0.00415284, 0.00380200, 0.00346295, 0.00314732, 0.00282727, 0.00252798, 0.00224723, 0.00198261, 0.00175304, 0.00152971, 0.00131952, 0.00113775, 0.00097154, 0.00082559, 0.00069572, 0.00057649, 0.00049138, 0.00039958, 0.00032509, 0.00026725, 0.00021038, 0.00016658, 0.00012839, 0.00010372, 0.00007153, 0.00004944, 0.00003760, 0.00002405, 0.00000974, 0.00000775, -0.00000095, 0.00000314, -0.00000365, -0.00000723, -0.00000340, -0.00000539, -0.00001045, -0.00000827, -0.00000756, -0.00001055, -0.00000638, -0.00000975, -0.00000315, -0.00000346, -0.00000336, -0.00000148, 0.00000060, 0.00000383, 0.00000900, 0.00001099, 0.00001592, 0.00002752, 0.00002394, 0.00002147, 0.00002561, 0.00002861, 0.00002967, 0.00003847, 0.00003752, 0.00004754, 0.00005433, 0.00005246, 0.00006225, 0.00006119, 0.00006321, 0.00006207, 0.00007023, 0.00008010, 0.00008145, 0.00008736, 0.00009439, 0.00009320, 0.00010738, 0.00010894, 0.00010959, 0.00011415, 0.00010770, 0.00011232, 0.00012092, 0.00012407, 0.00011732, 0.00011579, 0.00012127, 0.00011677, 0.00014473, 0.00015694, 0.00015292, 0.00015372, 0.00015993, 0.00016199, 0.00015961, 0.00015998, 0.00016840, 0.00016238, 0.00017748, 0.00017867, 0.00018639, 0.00018609, 0.00019576, 0.00019770, 0.00020801, 0.00021295, 0.00022453, 0.00022009, 0.00021463, 0.00022313, 0.00021979, 0.00023403, 0.00023312, 0.00024204, 0.00024550, 0.00024999, 0.00025308, 0.00024539, 0.00025448, 0.00026273, 0.00026462, 0.00027503, 0.00027097, 0.00027796, 0.00028708, 0.00029129, 0.00030622, 0.00030160, 0.00031067, 0.00030833, 0.00031001, 0.00032234, 0.00032166, 0.00032313, 0.00032284, 0.00031295, 0.00031630, 0.00032584, 0.00034826, 0.00036127, 0.00036602, 0.00036301, 0.00035483, 0.00037380, 0.00035429, 0.00036838, 0.00037643, 0.00038254, 0.00038044, 0.00036531, 0.00039447, 0.00039542, 0.00040356, 0.00038018, 0.00040956, 0.00039528, 0.00041871, 0.00042592, 0.00043111, 0.00043112, 0.00043729, 0.00042884, 0.00043709, 0.00044653, 0.00045074, 0.00046023, 0.00045682, 0.00046105, 0.00047288, 0.00046946, 0.00046592, 0.00048602, 0.00046868, 0.00048797, 0.00048774, 0.00050894, 0.00049670, 0.00052755, 0.00051099, 0.00052754, 0.00054614, 0.00054215, 0.00052512, 0.00056490, 0.00055583, 0.00055228, 0.00056542, 0.00055497, 0.00059722, 0.00059549, 0.00059862, 0.00057177, 0.00059640, 0.00058056, 0.00058182, 0.00059310, 0.00059840, 0.00062962, 0.00061747, 0.00060449, 0.00066679, 0.00062556, 0.00065948, 0.00062640, 0.00062905, 0.00062656, 0.00064204, 0.00062572, 0.00065483, 0.00071221, 0.00061959, 0.00066903, 0.00062214, 0.00059152, 0.00065639, 0.00069616, 0.00073603, 0.00069835, 0.00075031, 0.00075338, 0.00074975, 0.00070393]
NUTNR | 2015-05-29 |  | ATOSU-68020-00008 | 625 | CC_eswa | [ 0.00698619, 0.00084843, 0.01212935, 0.00855065, 0.00476450, 0.00652803, 0.00663170, 0.00496667, 0.00982747, 0.01665395, 0.01316926, 0.00979397, 0.00706238, 0.01415279, 0.02188909, 0.03725487, 0.05395945, 0.06929645, 0.07219311, 0.08069278, 0.08038942, 0.08241480, 0.07914464, 0.07764196, 0.07252634, 0.06562529, 0.05633860, 0.04752867, 0.03986009, 0.03309049, 0.02720122, 0.02220235, 0.01802885, 0.01452910, 0.01166467, 0.00929663, 0.00737922, 0.00582224, 0.00456997, 0.00357519, 0.00279225, 0.00217141, 0.00168504, 0.00130866, 0.00102625, 0.00080154, 0.00062725, 0.00050536, 0.00040079, 0.00033051, 0.00026383, 0.00022783, 0.00019383, 0.00016394, 0.00013543, 0.00011525, 0.00010184, 0.00008381, 0.00007249, 0.00005934, 0.00005079, 0.00003458, 0.00003819, 0.00003159, 0.00002229, 0.00002036, 0.00001673, 0.00001080, 0.00000579, -0.00000799, 0.00000014, -0.00000278, -0.00001322, -0.00001367, -0.00001196, -0.00000673, -0.00001499, -0.00000696, -0.00000871, -0.00000658, -0.00000546, 0.00000065, 0.00000227, 0.00001111, 0.00000116, 0.00001316, 0.00000406, 0.00001045, 0.00000237, -0.00000035, 0.00000192, 0.00001575, 0.00001060, 0.00001188, 0.00002509, 0.00001916, 0.00002464, 0.00002201, 0.00002268, 0.00003356, 0.00002231, 0.00002024, 0.00002519, 0.00002897, 0.00003055, 0.00002214, 0.00003817, 0.00003269, 0.00002692, 0.00003799, 0.00003237, 0.00004273, 0.00004861, 0.00003956, 0.00005117, 0.00003934, 0.00003413, 0.00005004, 0.00005408, 0.00005122, 0.00005974, 0.00006331, 0.00004836, 0.00004757, 0.00005562, 0.00005547, 0.00006967, 0.00007046, 0.00008031, 0.00008943, 0.00008418, 0.00007984, 0.00007713, 0.00009640, 0.00007302, 0.00007079, 0.00007035, 0.00007499, 0.00006847, 0.00007430, 0.00007174, 0.00007621, 0.00008774, 0.00009222, 0.00009330, 0.00009903, 0.00009896, 0.00010291, 0.00009508, 0.00011057, 0.00010864, 0.00011956, 0.00011366, 0.00011697, 0.00010893, 0.00011753, 0.00011272, 0.00011756, 0.00011864, 0.00012106, 0.00011921, 0.00013027, 0.00013906, 0.00015873, 0.00014182, 0.00014519, 0.00014086, 0.00014876, 0.00016385, 0.00017430, 0.00016613, 0.00017559, 0.00015215, 0.00016794, 0.00016698, 0.00016576, 0.00019265, 0.00019251, 0.00019831, 0.00020524, 0.00019869, 0.00019576, 0.00020731, 0.00020799, 0.00019144, 0.00018595, 0.00022941, 0.00021531, 0.00020239, 0.00023502, 0.00023066, 0.00022008, 0.00024309, 0.00024496, 0.00025558, 0.00024349, 0.00024902, 0.00023148, 0.00023697, 0.00024374, 0.00025447, 0.00027322, 0.00025631, 0.00025508, 0.00027412, 0.00027835, 0.00029924, 0.00029103, 0.00028681, 0.00029388, 0.00031140, 0.00030380, 0.00029568, 0.00028540, 0.00027119, 0.00029087, 0.00031305, 0.00030113, 0.00030822, 0.00032657, 0.00031716, 0.00030882, 0.00029159, 0.00030422, 0.00031537, 0.00037434, 0.00035109, 0.00037390, 0.00036590, 0.00039761, 0.00036092, 0.00035413, 0.00036300, 0.00036932, 0.00035367, 0.00033143, 0.00035155, 0.00037215, 0.00034499, 0.00034105, 0.00036586, 0.00040788, 0.00040506, 0.00035866, 0.00040914, 0.00038561, 0.00050373, 0.00045585, 0.00043178, 0.00048914, 0.00038593, 0.00039366, 0.00042648, 0.00035238, 0.00045081, 0.00044592]
NUTNR | 2015-05-29 |  | ATOSU-68020-00008 | 625 | CC_di | [ 0.00803260, 0.00095646, 0.01341017, 0.00927126, 0.00506518, 0.00680618, 0.00677929, 0.00497929, 0.00966011, 0.01605074, 0.01244752, 0.00907648, 0.00641879, 0.01261195, 0.01912518, 0.03191528, 0.04533426, 0.05708313, 0.05830828, 0.06390089, 0.06243306, 0.06275649, 0.05908982, 0.05683624, 0.05205499, 0.04618230, 0.03887300, 0.03215404, 0.02643966, 0.02152081, 0.01734529, 0.01388129, 0.01105189, 0.00873263, 0.00687411, 0.00537164, 0.00418052, 0.00323406, 0.00248891, 0.00190865, 0.00146157, 0.00111441, 0.00084791, 0.00064566, 0.00049632, 0.00038008, 0.00029163, 0.00023037, 0.00017909, 0.00014480, 0.00011333, 0.00009593, 0.00008002, 0.00006636, 0.00005374, 0.00004484, 0.00003884, 0.00003134, 0.00002657, 0.00002133, 0.00001790, 0.00001194, 0.00001293, 0.00001049, 0.00000725, 0.00000650, 0.00000523, 0.00000331, 0.00000174, -0.00000235, 0.00000004, -0.00000079, -0.00000367, -0.00000372, -0.00000319, -0.00000176, -0.00000384, -0.00000175, -0.00000215, -0.00000159, -0.00000129, 0.00000015, 0.00000052, 0.00000248, 0.00000025, 0.00000282, 0.00000085, 0.00000215, 0.00000048, -0.00000007, 0.00000037, 0.00000300, 0.00000198, 0.00000217, 0.00000450, 0.00000337, 0.00000425, 0.00000372, 0.00000375, 0.00000545, 0.00000355, 0.00000316, 0.00000385, 0.00000434, 0.00000449, 0.00000319, 0.00000539, 0.00000452, 0.00000365, 0.00000505, 0.00000422, 0.00000546, 0.00000609, 0.00000486, 0.00000616, 0.00000464, 0.00000395, 0.00000567, 0.00000601, 0.00000558, 0.00000638, 0.00000663, 0.00000496, 0.00000479, 0.00000548, 0.00000536, 0.00000660, 0.00000655, 0.00000731, 0.00000798, 0.00000737, 0.00000685, 0.00000648, 0.00000795, 0.00000590, 0.00000561, 0.00000546, 0.00000571, 0.00000511, 0.00000543, 0.00000514, 0.00000536, 0.00000604, 0.00000623, 0.00000618, 0.00000643, 0.00000630, 0.00000642, 0.00000581, 0.00000663, 0.00000638, 0.00000688, 0.00000642, 0.00000647, 0.00000591, 0.00000625, 0.00000588, 0.00000601, 0.00000594, 0.00000595, 0.00000574, 0.00000615, 0.00000643, 0.00000720, 0.00000631, 0.00000633, 0.00000602, 0.00000623, 0.00000673, 0.00000702, 0.00000656, 0.00000679, 0.00000577, 0.00000624, 0.00000608, 0.00000592, 0.00000675, 0.00000661, 0.00000668, 0.00000677, 0.00000643, 0.00000621, 0.00000645, 0.00000634, 0.00000572, 0.00000545, 0.00000659, 0.00000606, 0.00000559, 0.00000636, 0.00000612, 0.00000572, 0.00000620, 0.00000612, 0.00000626, 0.00000585, 0.00000587, 0.00000535, 0.00000536, 0.00000541, 0.00000554, 0.00000583, 0.00000536, 0.00000523, 0.00000551, 0.00000549, 0.00000578, 0.00000551, 0.00000533, 0.00000535, 0.00000556, 0.00000532, 0.00000508, 0.00000480, 0.00000447, 0.00000470, 0.00000496, 0.00000468, 0.00000470, 0.00000488, 0.00000465, 0.00000444, 0.00000411, 0.00000420, 0.00000427, 0.00000497, 0.00000457, 0.00000477, 0.00000458, 0.00000488, 0.00000434, 0.00000418, 0.00000420, 0.00000419, 0.00000394, 0.00000362, 0.00000376, 0.00000390, 0.00000355, 0.00000344, 0.00000362, 0.00000396, 0.00000385, 0.00000334, 0.00000374, 0.00000346, 0.00000443, 0.00000393, 0.00000365, 0.00000406, 0.00000314, 0.00000314, 0.00000333, 0.00000270, 0.00000339, 0.00000329]
NUTNR | 2015-05-29 |  | ATOSU-68020-00008 | 625 | CC_lower_wavelength_limit_for_spectra_fit | 217
NUTNR | 2015-05-29 |  | ATOSU-68020-00008 | 625 | CC_upper_wavelength_limit_for_spectra_fit | 240