## Moorings
Mooring OOIBARCODE | Ref Des | Serial Number | Deployment Number | Anchor Launch Date | Anchor Launch Time | Recover Date | Latitude | Longitude | Water Depth | Cruise Number | Notes | decimal latitude | decimal longitude
OL000316 | CE02SHSM | CE02SHSM-00003 | 3 | 2016-05-17 | 21:23 |  | 44.6357 | -124.3043 | 80 | TN-342 |  | 44.6357 | -124.3043

## Asset_Cal_Info
Ref Des | Mooring OOIBARCODE | Mooring Serial Number | Deployment Number | Sensor OOIBARCODE | Sensor Serial Number | Calibration Cofficient Name | Calibration Cofficient Value | Notes
CE02SHSM-SBD12-08-FDCHPA000 | OL000316 | CE02SHSM-00003 | 3 | A01097 | 017 | No Calibration Coefficient
CE02SHSM-SBD11-02-HYDGN0000 | OL000316 | CE02SHSM-00003 | 3 | OL000317 | M2A542315 | No Calibration Coefficient
CE02SHSM-SBD12-03-HYDGN0000 | OL000316 | CE02SHSM-00003 | 3 | OL000318 | M2A542325 | No Calibration Coefficient
CE02SHSM-SBD11-06-METBKA000 | OL000316 | CE02SHSM-00003 | 3 | OL000319 | LGR029 | CC_lat | 44.6357
CE02SHSM-SBD11-06-METBKA000 | OL000316 | CE02SHSM-00003 | 3 | OL000319 | LGR029 | CC_lon | -124.3043
CE02SHSM-SBD11-06-METBKA000 | OL000316 | CE02SHSM-00003 | 3 | OL000319 | LGR029 | CC_depth_of_conductivity_and_temperature_measurements_m | 1.42 | [m]
CE02SHSM-SBD11-06-METBKA000 | OL000316 | CE02SHSM-00003 | 3 | OL000319 | LGR029 | CC_height_of_air_humidity_measurement_m | 3.63 | [m]
CE02SHSM-SBD11-06-METBKA000 | OL000316 | CE02SHSM-00003 | 3 | OL000319 | LGR029 | CC_height_of_air_temperature_measurement_m | 3.63 | [m]
CE02SHSM-SBD11-06-METBKA000 | OL000316 | CE02SHSM-00003 | 3 | OL000319 | LGR029 | CC_height_of_windspeed_sensor_above_sealevel_m | 4.27 | [m]
CE02SHSM-SBD11-06-METBKA000 | OL000316 | CE02SHSM-00003 | 3 | OL000319 | LGR029 | CC_jcool | 1 | Constant
CE02SHSM-SBD11-06-METBKA000 | OL000316 | CE02SHSM-00003 | 3 | OL000319 | LGR029 | CC_jwarm | 1 | Constant
CE02SHSM-SBD11-06-METBKA000 | OL000316 | CE02SHSM-00003 | 3 | OL000319 | LGR029 | CC_zinvpbl | 600 | Constant
CE02SHSM-SBD11-01-MOPAK0000 | OL000316 | CE02SHSM-00003 | 3 | OL000320 | 6223-4220-43250 | No Calibration Coefficient
CE02SHSM-SBD12-04-PCO2AA000 | OL000316 | CE02SHSM-00003 | 3 | OL000321 | 34-196-50 | No Calibration Coefficient
CE02SHSM-SBD11-04-VELPTA000 | OL000316 | CE02SHSM-00003 | 3 | A01018 | AQD 11780 | CC_lat | 44.6357
CE02SHSM-SBD11-04-VELPTA000 | OL000316 | CE02SHSM-00003 | 3 | A01018 | AQD 11780 | CC_lon | -124.3043
CE02SHSM-SBD12-05-WAVSSA000 | OL000316 | CE02SHSM-00003 | 3 | A01669 | TAS06291 | CC_lat | 44.6357
CE02SHSM-SBD12-05-WAVSSA000 | OL000316 | CE02SHSM-00003 | 3 | A01669 | TAS06291 | CC_lon | -124.3043
CE02SHSM-RID26-01-ADCPTA000 | OL000316 | CE02SHSM-00003 | 3 | A00055 | 18222 | CC_depth | 7000 | [mm]; NOT NEEDED for ENDURANCE
CE02SHSM-RID26-01-ADCPTA000 | OL000316 | CE02SHSM-00003 | 3 | A00055 | 18222 | CC_lat | 44.6357
CE02SHSM-RID26-01-ADCPTA000 | OL000316 | CE02SHSM-00003 | 3 | A00055 | 18222 | CC_lon | -124.3043
CE02SHSM-RID26-01-ADCPTA000 | OL000316 | CE02SHSM-00003 | 3 | A00055 | 18222 | CC_scale_factor1 | 0.45
CE02SHSM-RID26-01-ADCPTA000 | OL000316 | CE02SHSM-00003 | 3 | A00055 | 18222 | CC_scale_factor2 | 0.45
CE02SHSM-RID26-01-ADCPTA000 | OL000316 | CE02SHSM-00003 | 3 | A00055 | 18222 | CC_scale_factor3 | 0.45
CE02SHSM-RID26-01-ADCPTA000 | OL000316 | CE02SHSM-00003 | 3 | A00055 | 18222 | CC_scale_factor4 | 0.45
CE02SHSM-RID27-03-CTDBPC000 | OL000316 | CE02SHSM-00003 | 3 | A01146 | 16-50057 | CC_lat | 44.6357
CE02SHSM-RID27-03-CTDBPC000 | OL000316 | CE02SHSM-00003 | 3 | A01146 | 16-50057 | CC_lon | -124.3043
CE02SHSM-RID27-03-CTDBPC000 | OL000316 | CE02SHSM-00003 | 3 | A01146 | 16-50057 | CC_a0 | 0.0012476
CE02SHSM-RID27-03-CTDBPC000 | OL000316 | CE02SHSM-00003 | 3 | A01146 | 16-50057 | CC_a1 | 0.00027569
CE02SHSM-RID27-03-CTDBPC000 | OL000316 | CE02SHSM-00003 | 3 | A01146 | 16-50057 | CC_a2 | -1.28e-06
CE02SHSM-RID27-03-CTDBPC000 | OL000316 | CE02SHSM-00003 | 3 | A01146 | 16-50057 | CC_a3 | 1.8804e-07
CE02SHSM-RID27-03-CTDBPC000 | OL000316 | CE02SHSM-00003 | 3 | A01146 | 16-50057 | CC_ptempa0 | -64.6224
CE02SHSM-RID27-03-CTDBPC000 | OL000316 | CE02SHSM-00003 | 3 | A01146 | 16-50057 | CC_ptempa1 | 52.7625
CE02SHSM-RID27-03-CTDBPC000 | OL000316 | CE02SHSM-00003 | 3 | A01146 | 16-50057 | CC_ptempa2 | -0.43121
CE02SHSM-RID27-03-CTDBPC000 | OL000316 | CE02SHSM-00003 | 3 | A01146 | 16-50057 | CC_ptca0 | 525424.917
CE02SHSM-RID27-03-CTDBPC000 | OL000316 | CE02SHSM-00003 | 3 | A01146 | 16-50057 | CC_ptca1 | 14.2605
CE02SHSM-RID27-03-CTDBPC000 | OL000316 | CE02SHSM-00003 | 3 | A01146 | 16-50057 | CC_ptca2 | -0.44065
CE02SHSM-RID27-03-CTDBPC000 | OL000316 | CE02SHSM-00003 | 3 | A01146 | 16-50057 | CC_ptcb0 | 25.0571
CE02SHSM-RID27-03-CTDBPC000 | OL000316 | CE02SHSM-00003 | 3 | A01146 | 16-50057 | CC_ptcb1 | -0.000575
CE02SHSM-RID27-03-CTDBPC000 | OL000316 | CE02SHSM-00003 | 3 | A01146 | 16-50057 | CC_ptcb2 | 0
CE02SHSM-RID27-03-CTDBPC000 | OL000316 | CE02SHSM-00003 | 3 | A01146 | 16-50057 | CC_pa0 | 0.051362
CE02SHSM-RID27-03-CTDBPC000 | OL000316 | CE02SHSM-00003 | 3 | A01146 | 16-50057 | CC_pa1 | 0.00048904
CE02SHSM-RID27-03-CTDBPC000 | OL000316 | CE02SHSM-00003 | 3 | A01146 | 16-50057 | CC_pa2 | -6.1195e-12
CE02SHSM-RID27-03-CTDBPC000 | OL000316 | CE02SHSM-00003 | 3 | A01146 | 16-50057 | CC_g | -0.97839
CE02SHSM-RID27-03-CTDBPC000 | OL000316 | CE02SHSM-00003 | 3 | A01146 | 16-50057 | CC_h | 0.15341
CE02SHSM-RID27-03-CTDBPC000 | OL000316 | CE02SHSM-00003 | 3 | A01146 | 16-50057 | CC_i | -0.00022166
CE02SHSM-RID27-03-CTDBPC000 | OL000316 | CE02SHSM-00003 | 3 | A01146 | 16-50057 | CC_j | 4.1344e-05
CE02SHSM-RID27-03-CTDBPC000 | OL000316 | CE02SHSM-00003 | 3 | A01146 | 16-50057 | CC_cpcor | -9.57e-08
CE02SHSM-RID27-03-CTDBPC000 | OL000316 | CE02SHSM-00003 | 3 | A01146 | 16-50057 | CC_ctcor | 3.25e-06
CE02SHSM-RID27-04-DOSTAD000 | OL000316 | CE02SHSM-00003 | 3 | A00805 | 313 | CC_lat | 44.6357
CE02SHSM-RID27-04-DOSTAD000 | OL000316 | CE02SHSM-00003 | 3 | A00805 | 313 | CC_lon | -124.3043
CE02SHSM-RID27-04-DOSTAD000 | OL000316 | CE02SHSM-00003 | 3 | A00805 | 313 | CC_csv | [2.820616E-03, 1.193878E-04, 2.300782E-06, 2.313976E+02, -3.454420E-01, -5.156292E+01, 4.602477E+00]
CE02SHSM-RID27-04-DOSTAD000 | OL000316 | CE02SHSM-00003 | 3 | A00805 | 313 | CC_conc_coef | [-4.499735E+00, 1.064801E+00]
CE02SHSM-RID27-02-FLORTD000 | OL000316 | CE02SHSM-00003 | 3 | A00614 | 1152 | CC_dark_counts_volume_scatter | 50
CE02SHSM-RID27-02-FLORTD000 | OL000316 | CE02SHSM-00003 | 3 | A00614 | 1152 | CC_scale_factor_volume_scatter | 1.935e-06
CE02SHSM-RID27-02-FLORTD000 | OL000316 | CE02SHSM-00003 | 3 | A00614 | 1152 | CC_dark_counts_chlorophyll_a | 45
CE02SHSM-RID27-02-FLORTD000 | OL000316 | CE02SHSM-00003 | 3 | A00614 | 1152 | CC_scale_factor_chlorophyll_a | 0.007
CE02SHSM-RID27-02-FLORTD000 | OL000316 | CE02SHSM-00003 | 3 | A00614 | 1152 | CC_dark_counts_cdom | 45
CE02SHSM-RID27-02-FLORTD000 | OL000316 | CE02SHSM-00003 | 3 | A00614 | 1152 | CC_scale_factor_cdom | 0.0811
CE02SHSM-RID27-02-FLORTD000 | OL000316 | CE02SHSM-00003 | 3 | A00614 | 1152 | CC_scattering_angle | 124 | Constant
CE02SHSM-RID27-02-FLORTD000 | OL000316 | CE02SHSM-00003 | 3 | A00614 | 1152 | CC_measurement_wavelength | 700 | Constant
CE02SHSM-RID27-02-FLORTD000 | OL000316 | CE02SHSM-00003 | 3 | A00614 | 1152 | CC_angular_resolution | 1.076 | Constant
CE02SHSM-RID27-02-FLORTD000 | OL000316 | CE02SHSM-00003 | 3 | A00614 | 1152 | CC_depolarization_ratio | 0.039 | Constant
CE02SHSM-RID26-07-NUTNRB000 | OL000316 | CE02SHSM-00003 | 3 | A01780 | 289 | CC_lower_wavelength_limit_for_spectra_fit | 217 | Constant
CE02SHSM-RID26-07-NUTNRB000 | OL000316 | CE02SHSM-00003 | 3 | A01780 | 289 | CC_upper_wavelength_limit_for_spectra_fit | 240 | Constant
CE02SHSM-RID26-07-NUTNRB000 | OL000316 | CE02SHSM-00003 | 3 | A01780 | 289 | CC_cal_temp | 20.07
CE02SHSM-RID26-07-NUTNRB000 | OL000316 | CE02SHSM-00003 | 3 | A01780 | 289 | CC_wl | [190.16, 190.95, 191.74, 192.53, 193.32, 194.11, 194.90, 195.69, 196.48, 197.27, 198.07, 198.86, 199.65, 200.44, 201.23, 202.02, 202.82, 203.61, 204.40, 205.20, 205.99, 206.78, 207.57, 208.37, 209.16, 209.96, 210.75, 211.54, 212.34, 213.13, 213.93, 214.72, 215.52, 216.31, 217.11, 217.90, 218.70, 219.49, 220.29, 221.08, 221.88, 222.68, 223.47, 224.27, 225.06, 225.86, 226.66, 227.45, 228.25, 229.05, 229.85, 230.64, 231.44, 232.24, 233.04, 233.83, 234.63, 235.43, 236.23, 237.02, 237.82, 238.62, 239.42, 240.22, 241.02, 241.81, 242.61, 243.41, 244.21, 245.01, 245.81, 246.61, 247.41, 248.21, 249.00, 249.80, 250.60, 251.40, 252.20, 253.00, 253.80, 254.60, 255.40, 256.20, 257.00, 257.80, 258.60, 259.40, 260.20, 261.00, 261.80, 262.60, 263.40, 264.20, 265.00, 265.80, 266.60, 267.40, 268.20, 269.00, 269.80, 270.60, 271.40, 272.20, 273.00, 273.80, 274.60, 275.40, 276.21, 277.01, 277.81, 278.61, 279.41, 280.21, 281.01, 281.81, 282.61, 283.41, 284.21, 285.01, 285.81, 286.61, 287.41, 288.21, 289.01, 289.81, 290.61, 291.41, 292.21, 293.01, 293.81, 294.61, 295.41, 296.21, 297.01, 297.81, 298.61, 299.41, 300.21, 301.01, 301.81, 302.61, 303.41, 304.21, 305.01, 305.81, 306.61, 307.41, 308.21, 309.01, 309.81, 310.61, 311.40, 312.20, 313.00, 313.80, 314.60, 315.40, 316.20, 317.00, 317.79, 318.59, 319.39, 320.19, 320.99, 321.78, 322.58, 323.38, 324.18, 324.98, 325.77, 326.57, 327.37, 328.16, 328.96, 329.76, 330.55, 331.35, 332.15, 332.94, 333.74, 334.54, 335.33, 336.13, 336.92, 337.72, 338.52, 339.31, 340.11, 340.90, 341.70, 342.49, 343.29, 344.08, 344.87, 345.67, 346.46, 347.26, 348.05, 348.84, 349.64, 350.43, 351.22, 352.02, 352.81, 353.60, 354.39, 355.19, 355.98, 356.77, 357.56, 358.35, 359.15, 359.94, 360.73, 361.52, 362.31, 363.10, 363.89, 364.68, 365.47, 366.26, 367.05, 367.84, 368.63, 369.42, 370.21, 370.99, 371.78, 372.57, 373.36, 374.15, 374.93, 375.72, 376.51, 377.30, 378.08, 378.87, 379.65, 380.44, 381.23, 382.01, 382.80, 383.58, 384.37, 385.15, 385.94, 386.72, 387.50, 388.29, 389.07, 389.85, 390.64, 391.42, 392.20, 392.98]
CE02SHSM-RID26-07-NUTNRB000 | OL000316 | CE02SHSM-00003 | 3 | A01780 | 289 | CC_eno3 | [0.00853149, 0.00986144, 0.00374282, 0.00909406, 0.00053463, -0.00064675, -0.00598951, 0.00961609, 0.01001518, 0.02802340, 0.02100703, -0.00062127, -0.00131775, -0.00002577, 0.00117533, 0.00150370, 0.00133527, 0.00076314, 0.00145604, -0.00008990, 0.00128953, 0.00549715, 0.00580725, 0.00577103, 0.00675182, 0.00697481, 0.00677031, 0.00636924, 0.00628861, 0.00602177, 0.00575149, 0.00544066, 0.00511958, 0.00480062, 0.00448089, 0.00414768, 0.00384173, 0.00352814, 0.00322564, 0.00293207, 0.00263936, 0.00237435, 0.00212514, 0.00187582, 0.00164770, 0.00143296, 0.00124421, 0.00108790, 0.00092376, 0.00078730, 0.00066942, 0.00056352, 0.00047414, 0.00039383, 0.00032468, 0.00025437, 0.00020988, 0.00016131, 0.00012806, 0.00009816, 0.00007785, 0.00005557, 0.00003650, 0.00002753, 0.00001314, 0.00000790, -0.00000180, 0.00000023, -0.00000175, -0.00000901, -0.00000542, -0.00000594, -0.00000807, -0.00000770, -0.00000286, -0.00000312, -0.00001694, -0.00000788, -0.00001511, -0.00001005, -0.00000412, -0.00000029, 0.00000276, 0.00001310, 0.00000510, -0.00000151, 0.00001699, 0.00001482, 0.00000290, 0.00000549, 0.00000266, 0.00001594, 0.00001204, 0.00001217, 0.00001712, 0.00002986, 0.00003542, 0.00003899, 0.00005012, 0.00004285, 0.00005341, 0.00006317, 0.00006399, 0.00006267, 0.00006676, 0.00006960, 0.00007916, 0.00008504, 0.00008756, 0.00010540, 0.00010428, 0.00010975, 0.00011156, 0.00012815, 0.00014089, 0.00014873, 0.00013981, 0.00014743, 0.00015388, 0.00016177, 0.00014528, 0.00016951, 0.00017085, 0.00017452, 0.00019031, 0.00018230, 0.00021003, 0.00021848, 0.00021683, 0.00022172, 0.00023250, 0.00022545, 0.00023025, 0.00024500, 0.00025493, 0.00024904, 0.00024628, 0.00025800, 0.00027314, 0.00027028, 0.00027657, 0.00029199, 0.00029243, 0.00030065, 0.00030279, 0.00030017, 0.00030514, 0.00030510, 0.00030923, 0.00032366, 0.00033082, 0.00032570, 0.00034022, 0.00033937, 0.00034363, 0.00033844, 0.00035619, 0.00034754, 0.00035895, 0.00036261, 0.00036227, 0.00037609, 0.00037664, 0.00037055, 0.00038345, 0.00038448, 0.00037762, 0.00038181, 0.00039121, 0.00039809, 0.00038984, 0.00039587, 0.00039808, 0.00042244, 0.00041429, 0.00041616, 0.00041758, 0.00041217, 0.00041426, 0.00042475, 0.00041999, 0.00044570, 0.00042712, 0.00044227, 0.00045581, 0.00045606, 0.00045094, 0.00045438, 0.00044491, 0.00046017, 0.00048551, 0.00047281, 0.00049171, 0.00049146, 0.00048172, 0.00049427, 0.00048263, 0.00049672, 0.00050635, 0.00049018, 0.00049930, 0.00052064, 0.00052189, 0.00051345, 0.00052186, 0.00052760, 0.00052315, 0.00054529, 0.00052618, 0.00053261, 0.00053600, 0.00052816, 0.00053420, 0.00056102, 0.00055173, 0.00056762, 0.00057698, 0.00057483, 0.00058277, 0.00057231, 0.00056530, 0.00059201, 0.00057179, 0.00056814, 0.00056489, 0.00061985, 0.00059517, 0.00060811, 0.00060888, 0.00064645, 0.00063586, 0.00063758, 0.00062554, 0.00064386, 0.00064508, 0.00062519, 0.00065417, 0.00065163, 0.00065295, 0.00064029, 0.00064066, 0.00065933, 0.00064099, 0.00064405, 0.00067679, 0.00071340, 0.00068726, 0.00070363, 0.00070275, 0.00069192, 0.00068032, 0.00066571, 0.00073310, 0.00072642, 0.00073146, 0.00073565]
CE02SHSM-RID26-07-NUTNRB000 | OL000316 | CE02SHSM-00003 | 3 | A01780 | 289 | CC_eswa | [0.00118862, 0.00366571, 0.00440268, 0.00168014, 0.00074499, 0.00781753, 0.01350028, 0.00661183, 0.00937956, 0.01189134, 0.01577773, 0.03429896, 0.04934280, 0.05847166, 0.06115483, 0.06846280, 0.06932632, 0.07265023, 0.07214851, 0.07302604, 0.06844015, 0.06529273, 0.05977971, 0.05429151, 0.04708917, 0.04004768, 0.03382762, 0.02826607, 0.02328174, 0.01908265, 0.01555242, 0.01262241, 0.01018603, 0.00818828, 0.00657119, 0.00526243, 0.00419571, 0.00334374, 0.00266009, 0.00211078, 0.00168278, 0.00133491, 0.00106033, 0.00084105, 0.00066680, 0.00053134, 0.00043900, 0.00034543, 0.00028450, 0.00023818, 0.00019404, 0.00016334, 0.00013499, 0.00011529, 0.00009935, 0.00008070, 0.00007209, 0.00005819, 0.00004941, 0.00003493, 0.00003240, 0.00002189, 0.00002001, 0.00001286, 0.00001256, 0.00000946, 0.00000426, -0.00000484, -0.00000830, 0.00000272, -0.00001269, -0.00000998, -0.00000911, -0.00000751, -0.00000475, -0.00000662, 0.00000752, -0.00000026, 0.00000213, 0.00000017, -0.00000952, -0.00000212, 0.00000845, -0.00000497, 0.00000664, 0.00000359, -0.00000143, 0.00001175, 0.00002222, 0.00002479, 0.00002355, 0.00001014, 0.00001693, 0.00002225, 0.00002117, 0.00000024, 0.00001562, 0.00001721, 0.00001088, 0.00002793, 0.00002262, 0.00003239, 0.00002850, 0.00003444, 0.00003426, 0.00004156, 0.00004119, 0.00004684, 0.00004591, 0.00004758, 0.00005092, 0.00006115, 0.00006785, 0.00007021, 0.00006373, 0.00008154, 0.00007765, 0.00009438, 0.00007158, 0.00008674, 0.00009698, 0.00009073, 0.00008629, 0.00009986, 0.00008725, 0.00010069, 0.00009535, 0.00008926, 0.00010605, 0.00010644, 0.00010452, 0.00012555, 0.00011767, 0.00012182, 0.00011385, 0.00013937, 0.00014104, 0.00014394, 0.00013283, 0.00014218, 0.00013942, 0.00014102, 0.00015523, 0.00014757, 0.00015612, 0.00016115, 0.00017345, 0.00017593, 0.00017818, 0.00017412, 0.00017340, 0.00018399, 0.00017792, 0.00019327, 0.00019748, 0.00020291, 0.00019857, 0.00021373, 0.00019863, 0.00021537, 0.00023023, 0.00022358, 0.00021955, 0.00023819, 0.00025061, 0.00024606, 0.00025883, 0.00025222, 0.00027055, 0.00026957, 0.00027764, 0.00027858, 0.00028008, 0.00026241, 0.00029431, 0.00028972, 0.00031451, 0.00032801, 0.00030601, 0.00031530, 0.00031502, 0.00028918, 0.00031477, 0.00031877, 0.00030376, 0.00030461, 0.00032769, 0.00033450, 0.00032606, 0.00034513, 0.00034891, 0.00035471, 0.00035319, 0.00034628, 0.00037190, 0.00036594, 0.00038410, 0.00037072, 0.00038568, 0.00037123, 0.00040317, 0.00036748, 0.00038241, 0.00040788, 0.00040283, 0.00039256, 0.00040962, 0.00040782, 0.00042921, 0.00042637, 0.00044891, 0.00045477, 0.00046291, 0.00044313, 0.00045675, 0.00044751, 0.00045246, 0.00045642, 0.00049439, 0.00048154, 0.00049510, 0.00048888, 0.00049198, 0.00048421, 0.00048604, 0.00045193, 0.00049737, 0.00052722, 0.00051281, 0.00050169, 0.00050847, 0.00051230, 0.00055491, 0.00051822, 0.00052792, 0.00057224, 0.00053327, 0.00056554, 0.00053673, 0.00055014, 0.00057416, 0.00055917, 0.00057681, 0.00060190, 0.00056760, 0.00056888, 0.00060364, 0.00056917, 0.00060039, 0.00060344, 0.00061787, 0.00060121, 0.00057665, 0.00059469, 0.00060734, 0.00061173]
CE02SHSM-RID26-07-NUTNRB000 | OL000316 | CE02SHSM-00003 | 3 | A01780 | 289 | CC_di | [24.68932462, 24.76339869, 24.57821351, 27.94858388, 25.35599129, 27.13376906, 25.13376906, 25.50413943, 28.09673203, 44.31895425, 102.05969499, 302.13376906, 780.57821351, 1743.83747277, 3302.35599129, 5328.98562092, 7490.72636166, 9380.54117647, 10823.24488017, 11777.35599129, 12361.24488017, 12754.20784314, 13084.20784314, 13458.76339869, 13944.13376906, 14589.20784314, 15465.05969499, 16567.50413943, 17924.20784314, 19565.94858388, 21487.57821351, 23651.43006536, 26040.17080610, 28519.24488017, 31002.54117647, 33351.46710240, 35397.13376906, 36971.09673203, 38004.80043573, 38393.72636166, 38160.68932462, 37445.43006536, 36372.72636166, 35146.17080610, 33898.24488017, 32741.54117647, 31805.46710240, 31131.24488017, 30696.39302832, 30536.17080610, 30675.46710240, 31053.68932462, 31711.54117647, 32607.54117647, 33696.20784314, 35027.20784314, 36514.13376906, 38161.05969499, 39936.13376906, 41798.91154684, 43638.61525054, 45414.05969499, 47024.91154684, 48347.39302832, 49344.98562092, 49878.91154684, 49882.05969499, 49401.61525054, 48366.13376906, 46872.46710240, 45024.65228758, 42930.57821351, 40686.83747277, 38463.35599129, 36269.76339869, 34219.76339869, 32324.57821351, 30630.35599129, 29116.68932462, 27810.68932462, 26660.87450980, 25689.17080610, 24878.46710240, 24206.28191721, 23685.02265795, 23303.68932462, 23045.54117647, 22923.91154684, 22914.28191721, 23009.76339869, 23228.91154684, 23555.94858388, 23966.83747277, 24477.61525054, 25063.54117647, 25689.72636166, 26334.09673203, 26952.20784314, 27539.61525054, 28040.65228758, 28386.43006536, 28582.80043573, 28607.68932462, 28428.65228758, 28045.83747277, 27508.13376906, 26810.80043573, 26004.94858388, 25137.13376906, 24213.80043573, 23265.98562092, 22371.28191721, 21505.94858388, 20717.46710240, 19999.65228758, 19350.65228758, 18793.57821351, 18321.65228758, 17918.09673203, 17595.31895425, 17351.20784314, 17188.02265795, 17094.65228758, 17070.87450980, 17121.43006536, 17243.02265795, 17434.28191721, 17675.87450980, 17990.02265795, 18350.05969499, 18761.43006536, 19235.17080610, 19740.94858388, 20272.39302832, 20849.20784314, 21456.94858388, 22089.02265795, 22750.83747277, 23393.83747277, 24021.61525054, 24664.68932462, 25251.87450980, 25813.57821351, 26321.57821351, 26767.28191721, 27138.83747277, 27439.54117647, 27624.35599129, 27721.24488017, 27734.54117647, 27626.35599129, 27429.80043573, 27137.31895425, 26753.43006536, 26310.09673203, 25807.94858388, 25232.72636166, 24653.72636166, 24047.20784314, 23431.76339869, 22826.24488017, 22247.87450980, 21672.46710240, 21136.35599129, 20625.13376906, 20100.05969499, 19614.80043573, 19130.91154684, 18652.80043573, 18186.09673203, 17729.24488017, 17279.13376906, 16858.94858388, 16464.05969499, 16093.65228758, 15782.05969499, 15493.50413943, 15233.83747277, 14998.20784314, 14793.05969499, 14617.94858388, 14458.35599129, 14312.24488017, 14202.17080610, 14093.09673203, 13977.24488017, 13887.02265795, 13805.35599129, 13726.76339869, 13667.31895425, 13608.68932462, 13545.54117647, 13492.43006536, 13454.72636166, 13427.65228758, 13419.94858388, 13415.02265795, 13399.13376906, 13403.94858388, 13400.09673203, 13394.72636166, 13411.35599129, 13431.02265795, 13441.43006536, 13454.57821351, 13461.83747277, 13458.83747277, 13458.68932462, 13435.91154684, 13417.20784314, 13383.46710240, 13322.13376906, 13253.83747277, 13169.54117647, 13064.05969499, 12946.28191721, 12814.46710240, 12663.39302832, 12504.31895425, 12343.35599129, 12174.24488017, 11997.28191721, 11803.43006536, 11586.50413943, 11343.39302832, 11077.72636166, 10804.98562092, 10542.80043573, 10298.17080610, 10075.09673203, 9874.09673203, 9681.31895425, 9508.61525054, 9350.94858388, 9207.20784314, 9077.17080610, 8963.80043573, 8850.57821351, 8726.35599129, 8581.72636166, 8413.94858388, 8252.39302832, 8102.80043573, 7971.68932462, 7849.83747277, 7742.43006536, 7649.80043573, 7572.94858388, 7503.35599129, 7439.83747277, 7396.28191721, 7367.83747277, 7337.83747277, 7320.87450980, 7231.65228758, 7231.65228758]
CE02SHSM-RID27-01-OPTAAD000 | OL000316 | CE02SHSM-00003 | 3 | A00878 | ACS-267 | CC_cwlngth | [399.8, 403.5, 407.3, 410.3, 414.2, 418.0, 422.4, 426.7, 430.9, 434.7, 438.7, 443.0, 447.8, 452.3, 456.7, 461.0, 465.0, 469.8, 474.5, 479.4, 484.1, 488.1, 492.8, 496.8, 501.4, 505.5, 510.6, 515.6, 520.1, 524.8, 528.9, 533.2, 537.5, 542.0, 545.9, 550.4, 555.0, 559.3, 563.5, 567.6, 571.7, 575.4, 579.2, 582.5, 587.8, 591.7, 596.4, 600.6, 605.5, 609.8, 614.2, 618.9, 622.9, 627.2, 631.4, 635.5, 640.0, 644.3, 648.9, 653.4, 657.8, 662.1, 667.2, 671.1, 675.8, 679.6, 684.0, 688.1, 691.9, 696.2, 700.0, 703.9, 707.8, 711.8, 715.6, 719.5, 723.3, 727.6, 731.6, 735.0, 738.8]
CE02SHSM-RID27-01-OPTAAD000 | OL000316 | CE02SHSM-00003 | 3 | A00878 | ACS-267 | CC_ccwo | [0.813906, 0.978770, 1.129439, 1.262634, 1.391779, 1.520716, 1.625920, 1.729686, 1.816273, 1.907602, 1.989342, 2.064292, 2.134179, 2.200029, 2.258369, 2.310092, 2.362100, 2.408963, 2.449139, 2.490781, 2.529863, 2.559985, 2.597186, 2.624025, 2.650088, 2.674599, 2.694355, 2.713663, 2.728934, 2.745412, 2.760208, 2.773584, 2.784635, 2.798085, 2.808949, 2.819339, 2.829329, 2.836695, 2.842769, 2.846416, 2.846970, 2.846147, 2.839090, 2.828974, 2.804390, 2.781864, 2.757739, 2.733316, 2.716371, 2.707128, 2.703289, 2.702672, 2.697807, 2.693774, 2.690828, 2.685815, 2.680948, 2.670319, 2.659351, 2.645172, 2.626236, 2.614699, 2.603337, 2.598042, 2.583001, 2.565185, 2.548769, 2.518756, 2.476067, 2.420811, 2.352825, 2.272174, 2.165203, 2.034926, 1.870378, 1.673843, 1.452851, 1.210626, 0.957762, 0.741821, 0.571346]
CE02SHSM-RID27-01-OPTAAD000 | OL000316 | CE02SHSM-00003 | 3 | A00878 | ACS-267 | CC_tcal | 19.8
CE02SHSM-RID27-01-OPTAAD000 | OL000316 | CE02SHSM-00003 | 3 | A00878 | ACS-267 | CC_tbins | [0.859529, 1.381314, 2.383529, 3.473889, 4.510909, 5.515610, 6.524571, 7.464643, 8.473750, 9.528333, 10.486774, 11.494242, 12.498621, 13.478519, 14.475385, 15.488846, 16.511600, 17.507200, 18.491538, 19.501667, 20.506970, 21.509545, 22.502766, 23.496154, 24.485128, 25.494722, 26.504118, 27.494286, 28.487778, 29.490435, 30.494545, 31.498750, 32.474783, 33.482609, 34.509545]
CE02SHSM-RID27-01-OPTAAD000 | OL000316 | CE02SHSM-00003 | 3 | A00878 | ACS-267 | CC_awlngth | [401.4, 405.0, 408.4, 411.7, 415.3, 420.1, 423.7, 428.5, 432.2, 435.9, 439.6, 444.4, 448.8, 453.6, 457.6, 461.9, 466.1, 470.8, 475.4, 480.4, 484.8, 488.8, 493.0, 497.4, 501.5, 506.2, 510.9, 515.8, 520.3, 524.8, 528.7, 533.2, 537.2, 541.5, 545.6, 550.0, 554.3, 558.6, 562.7, 567.1, 570.8, 574.4, 578.3, 581.9, 584.2, 588.3, 592.3, 596.7, 600.9, 605.6, 610.0, 614.3, 618.9, 622.9, 627.2, 631.2, 635.5, 639.8, 644.0, 648.3, 653.0, 657.3, 661.9, 666.5, 670.6, 674.9, 679.3, 683.3, 687.2, 691.5, 695.0, 699.4, 703.1, 706.8, 710.8, 714.7, 718.7, 722.7, 726.4, 730.2, 733.8]
CE02SHSM-RID27-01-OPTAAD000 | OL000316 | CE02SHSM-00003 | 3 | A00878 | ACS-267 | CC_acwo | [1.673008, 1.791068, 1.895626, 1.988362, 2.071969, 2.152802, 2.227228, 2.300128, 2.367544, 2.433247, 2.500715, 2.562501, 2.622020, 2.682121, 2.737385, 2.786908, 2.835531, 2.883162, 2.927194, 2.971298, 3.012409, 3.051826, 3.091233, 3.126535, 3.161417, 3.192966, 3.223817, 3.253636, 3.280062, 3.305448, 3.329643, 3.352268, 3.373234, 3.392852, 3.412424, 3.432578, 3.452215, 3.470019, 3.486938, 3.500246, 3.512121, 3.521525, 3.526703, 3.526952, 3.524314, 3.516966, 3.504716, 3.490627, 3.479255, 3.473480, 3.474072, 3.478210, 3.485000, 3.491185, 3.496643, 3.502226, 3.505769, 3.509179, 3.508785, 3.504698, 3.499634, 3.491840, 3.486616, 3.485072, 3.484563, 3.482100, 3.472332, 3.461004, 3.443296, 3.412299, 3.367533, 3.307410, 3.234198, 3.140852, 3.023220, 2.876496, 2.697981, 2.490785, 2.262582, 2.024501, 1.803556]
CE02SHSM-RID27-01-OPTAAD000 | OL000316 | CE02SHSM-00003 | 3 | A00878 | ACS-267 | CC_taarray | SheetRef:ACS267_CC_taarray
CE02SHSM-RID27-01-OPTAAD000 | OL000316 | CE02SHSM-00003 | 3 | A00878 | ACS-267 | CC_tcarray | SheetRef:ACS267_CC_tcarray
CE02SHSM-RID26-06-PHSEND000 | OL000316 | CE02SHSM-00003 | 3 | OL000322 | P00185 | CC_ea434 | 17372
CE02SHSM-RID26-06-PHSEND000 | OL000316 | CE02SHSM-00003 | 3 | OL000322 | P00185 | CC_ea578 | 94.1
CE02SHSM-RID26-06-PHSEND000 | OL000316 | CE02SHSM-00003 | 3 | OL000322 | P00185 | CC_eb434 | 2284
CE02SHSM-RID26-06-PHSEND000 | OL000316 | CE02SHSM-00003 | 3 | OL000322 | P00185 | CC_eb578 | 38676
CE02SHSM-RID26-06-PHSEND000 | OL000316 | CE02SHSM-00003 | 3 | OL000322 | P00185 | CC_ind_off | 0
CE02SHSM-RID26-06-PHSEND000 | OL000316 | CE02SHSM-00003 | 3 | OL000322 | P00185 | CC_ind_slp | 1
CE02SHSM-RID26-06-PHSEND000 | OL000316 | CE02SHSM-00003 | 3 | OL000322 | P00185 | CC_psal | 35 | DELETE: use salinity from co-located CTDBP
CE02SHSM-RID26-08-SPKIRB000 | OL000316 | CE02SHSM-00003 | 3 | A01678 | 297 | CC_immersion_factor | [1.368, 1.410, 1.365, 1.354, 1.372, 1.322, 1.347]
CE02SHSM-RID26-08-SPKIRB000 | OL000316 | CE02SHSM-00003 | 3 | A01678 | 297 | CC_offset | [2148340259.5, 2147353632.0, 2147569449.6, 2147450597.5, 2147500811.3, 2147230484.6, 2147354764.4]
CE02SHSM-RID26-08-SPKIRB000 | OL000316 | CE02SHSM-00003 | 3 | A01678 | 297 | CC_scale | [2.14682463111e-007, 2.02861525166e-007, 2.1055477e-007, 2.14724412468e-007, 2.19036592314e-007, 2.12728926722e-007, 2.18414668368e-007]
CE02SHSM-RID26-04-VELPTA000 | OL000316 | CE02SHSM-00003 | 3 | A01025 | AQD 11823 | CC_lat | 44.6357
CE02SHSM-RID26-04-VELPTA000 | OL000316 | CE02SHSM-00003 | 3 | A01025 | AQD 11823 | CC_lon | -124.3043
CE02SHSM-SBC11-00-CPMENG000 | OL000316 | CE02SHSM-00003 | 3 | OL000323 | CE02SHSM-00003-CPM11 | No Calibration Coefficient |  | CPM1, DC11, DC12
CE02SHSM-SBD11-00-DCLENG000 | OL000316 | CE02SHSM-00003 | 3 | OL000324 | CE02SHSM-00003-DCL11 | No Calibration Coefficient |  | DC11
CE02SHSM-SBD12-00-DCLENG000 | OL000316 | CE02SHSM-00003 | 3 | OL000325 | CE02SHSM-00003-DCL12 | No Calibration Coefficient |  | DC12
CE02SHSM-RIC21-00-CPMENG000 | OL000316 | CE02SHSM-00003 | 3 | OL000326 | 3703-00274-0002 | No Calibration Coefficient |  | CPM2, DCL27
CE02SHSM-RID27-00-DCLENG000 | OL000316 | CE02SHSM-00003 | 3 | OL000327 | 3703-00274-0002 | No Calibration Coefficient |  | DCL27
CE02SHSM-RID26-00-DCLENG000 | OL000316 | CE02SHSM-00003 | 3 | OL000328 | 3703-00272-0017 | No Calibration Coefficient |  | DCL26

## ACS267_CC_taarray
-0.009882 | -0.012434 | -0.017796 | -0.017507 | -0.017766 | -0.017678 | -0.016646 | -0.017519 | -0.016075 | -0.016533 | -0.015298 | -0.015086 | -0.013968 | -0.012637 | -0.01178 | -0.01103 | -0.010249 | -0.009887 | -0.008233 | -0.007636 | -0.007139 | -0.006221 | -0.004944 | -0.003744 | -0.001978 | 0 | 0.001148 | 0.002043 | 0.004073 | 0.004628 | 0.005328 | 0.006401 | 0.007567 | 0.007803 | 0.008652
-0.007945 | -0.009557 | -0.014234 | -0.014073 | -0.014078 | -0.013479 | -0.01324 | -0.013975 | -0.012758 | -0.01271 | -0.011474 | -0.011871 | -0.011129 | -0.009438 | -0.009265 | -0.00863 | -0.008414 | -0.007357 | -0.006472 | -0.005876 | -0.005842 | -0.005021 | -0.004112 | -0.002803 | -0.001654 | 0 | 0.000782 | 0.001741 | 0.002671 | 0.00385 | 0.005185 | 0.005513 | 0.006268 | 0.006822 | 0.006542
-0.005026 | -0.0068 | -0.010559 | -0.010086 | -0.010077 | -0.009825 | -0.009554 | -0.010205 | -0.009129 | -0.009317 | -0.008485 | -0.008774 | -0.008449 | -0.007543 | -0.007171 | -0.006198 | -0.005971 | -0.005519 | -0.004598 | -0.004437 | -0.004709 | -0.00402 | -0.00361 | -0.002273 | -0.001328 | 0 | 0.001022 | 0.001478 | 0.00257 | 0.003187 | 0.004494 | 0.004573 | 0.004976 | 0.005296 | 0.005425
-0.003995 | -0.006242 | -0.010426 | -0.00976 | -0.00967 | -0.009545 | -0.008826 | -0.009494 | -0.008913 | -0.00919 | -0.008238 | -0.008115 | -0.007785 | -0.006649 | -0.006567 | -0.00616 | -0.005681 | -0.005472 | -0.004664 | -0.004564 | -0.004282 | -0.003903 | -0.003405 | -0.002325 | -0.001396 | 0 | 0.000437 | 0.000411 | 0.001957 | 0.002395 | 0.002962 | 0.003641 | 0.003954 | 0.004275 | 0.003847
-0.001495 | -0.00389 | -0.008297 | -0.007927 | -0.00781 | -0.007891 | -0.007711 | -0.008054 | -0.007274 | -0.007709 | -0.006608 | -0.006881 | -0.006728 | -0.005725 | -0.005304 | -0.004987 | -0.004594 | -0.00436 | -0.003266 | -0.003397 | -0.003379 | -0.003207 | -0.0027 | -0.001844 | -0.001007 | 0 | 6e-05 | 0.000783 | 0.001575 | 0.002023 | 0.002637 | 0.002682 | 0.002807 | 0.003462 | 0.002848
0.000112 | -0.001969 | -0.006508 | -0.006666 | -0.007104 | -0.007219 | -0.007086 | -0.007732 | -0.007034 | -0.007051 | -0.006424 | -0.006544 | -0.006191 | -0.005592 | -0.005293 | -0.004881 | -0.004678 | -0.004353 | -0.003672 | -0.003111 | -0.003108 | -0.002969 | -0.002337 | -0.001788 | -0.000856 | 0 | 0.000566 | 0.00058 | 0.001457 | 0.001783 | 0.00217 | 0.002878 | 0.002623 | 0.002838 | 0.002574
0.000399 | -0.001525 | -0.005739 | -0.005914 | -0.00618 | -0.006405 | -0.005989 | -0.006819 | -0.006509 | -0.006445 | -0.005969 | -0.006373 | -0.005867 | -0.00505 | -0.004833 | -0.004513 | -0.00452 | -0.004087 | -0.003344 | -0.003443 | -0.002894 | -0.002685 | -0.002338 | -0.001419 | -0.000617 | 0 | 0.000265 | 0.000534 | 0.001335 | 0.001617 | 0.002235 | 0.002134 | 0.002175 | 0.002361 | 0.002152
-0.001011 | -0.00282 | -0.006168 | -0.00653 | -0.006773 | -0.006974 | -0.00675 | -0.007297 | -0.006848 | -0.006968 | -0.006264 | -0.006421 | -0.006215 | -0.005324 | -0.005398 | -0.005034 | -0.004516 | -0.004163 | -0.003872 | -0.003409 | -0.00323 | -0.003111 | -0.00248 | -0.001679 | -0.000988 | 0 | 0.000221 | 0.000265 | 0.000874 | 0.001513 | 0.001778 | 0.001819 | 0.002173 | 0.002306 | 0.001641
-0.001857 | -0.003032 | -0.005858 | -0.005972 | -0.006516 | -0.006551 | -0.006292 | -0.00692 | -0.006402 | -0.006297 | -0.005885 | -0.006058 | -0.005819 | -0.005112 | -0.005099 | -0.00453 | -0.004276 | -0.003982 | -0.003662 | -0.00309 | -0.003239 | -0.002687 | -0.002211 | -0.001585 | -0.001054 | 0 | 0.000279 | 0.000478 | 0.001191 | 0.001087 | 0.001691 | 0.001952 | 0.001924 | 0.00194 | 0.001623
-0.003247 | -0.004142 | -0.006439 | -0.006247 | -0.006331 | -0.006297 | -0.005913 | -0.006336 | -0.006066 | -0.006134 | -0.005689 | -0.005467 | -0.005312 | -0.004802 | -0.004506 | -0.004064 | -0.004124 | -0.003665 | -0.003246 | -0.003189 | -0.003095 | -0.002758 | -0.002177 | -0.001839 | -0.000974 | 0 | -5e-06 | 3.5e-05 | 0.000536 | 0.000727 | 0.00125 | 0.001615 | 0.001584 | 0.001728 | 0.00131
-0.002276 | -0.002895 | -0.004984 | -0.005133 | -0.005329 | -0.005319 | -0.005096 | -0.005366 | -0.005087 | -0.005194 | -0.00465 | -0.004654 | -0.00446 | -0.003703 | -0.003679 | -0.00332 | -0.003156 | -0.002825 | -0.002506 | -0.002369 | -0.002347 | -0.002058 | -0.0018 | -0.001461 | -0.00076 | 0 | 0.000104 | 0.00041 | 0.000687 | 0.000748 | 0.001134 | 0.001312 | 0.001493 | 0.001571 | 0.001151
-0.003648 | -0.003975 | -0.005448 | -0.00535 | -0.005193 | -0.00524 | -0.005008 | -0.005178 | -0.004859 | -0.00489 | -0.004466 | -0.004335 | -0.004208 | -0.003825 | -0.003749 | -0.003157 | -0.003235 | -0.002915 | -0.002558 | -0.002368 | -0.002413 | -0.002066 | -0.001727 | -0.001306 | -0.000689 | 0 | 0.000227 | 1.2e-05 | 0.000749 | 0.000852 | 0.001536 | 0.001476 | 0.001273 | 0.00154 | 0.001442
-0.003331 | -0.003468 | -0.004826 | -0.004465 | -0.004515 | -0.004413 | -0.003998 | -0.004315 | -0.004051 | -0.00408 | -0.00377 | -0.003666 | -0.003531 | -0.003001 | -0.002846 | -0.002578 | -0.002538 | -0.002309 | -0.001877 | -0.001777 | -0.001855 | -0.001695 | -0.001346 | -0.001019 | -0.000554 | 0 | 0.000292 | 0.000252 | 0.00079 | 0.000959 | 0.001258 | 0.001446 | 0.00154 | 0.00185 | 0.001284
-0.003662 | -0.003558 | -0.004587 | -0.004205 | -0.004131 | -0.00418 | -0.003863 | -0.004035 | -0.003774 | -0.0039 | -0.003376 | -0.003334 | -0.003315 | -0.002826 | -0.002729 | -0.002387 | -0.002484 | -0.002129 | -0.001821 | -0.001674 | -0.001696 | -0.001616 | -0.00143 | -0.000968 | -0.000638 | 0 | 0.000274 | 0.000235 | 0.000758 | 0.000798 | 0.001235 | 0.00126 | 0.001499 | 0.00126 | 0.001064
-0.003702 | -0.003489 | -0.004315 | -0.0039 | -0.003713 | -0.003685 | -0.003443 | -0.003622 | -0.003308 | -0.003353 | -0.00322 | -0.003123 | -0.002906 | -0.002615 | -0.002503 | -0.002241 | -0.002143 | -0.001981 | -0.00171 | -0.001678 | -0.001667 | -0.001522 | -0.001316 | -0.001026 | -0.00064 | 0 | 0.000105 | 0.000225 | 0.000449 | 0.000636 | 0.000792 | 0.001143 | 0.001083 | 0.001063 | 0.001009
-0.003049 | -0.00272 | -0.00335 | -0.002995 | -0.002986 | -0.002893 | -0.002686 | -0.00283 | -0.002605 | -0.002792 | -0.002496 | -0.002526 | -0.002342 | -0.001983 | -0.001935 | -0.001753 | -0.00172 | -0.001604 | -0.001316 | -0.001333 | -0.001356 | -0.001287 | -0.001155 | -0.000883 | -0.000496 | 0 | 0.000104 | 0.000278 | 0.000528 | 0.000619 | 0.000987 | 0.001 | 0.001178 | 0.001165 | 0.001059
-0.003057 | -0.002645 | -0.003159 | -0.002813 | -0.002869 | -0.002766 | -0.002477 | -0.00269 | -0.002375 | -0.002543 | -0.002213 | -0.002215 | -0.002146 | -0.001893 | -0.00177 | -0.001568 | -0.001599 | -0.00143 | -0.001505 | -0.001077 | -0.001173 | -0.001149 | -0.001075 | -0.000764 | -0.000415 | 0 | 0.000176 | 0.000393 | 0.000553 | 0.000879 | 0.000973 | 0.001111 | 0.001085 | 0.001092 | 0.000999
-0.00309 | -0.002592 | -0.002844 | -0.002451 | -0.002364 | -0.002397 | -0.002075 | -0.002275 | -0.002168 | -0.002225 | -0.002065 | -0.002026 | -0.002012 | -0.001691 | -0.001639 | -0.001382 | -0.001624 | -0.00134 | -0.001206 | -0.00126 | -0.001176 | -0.001272 | -0.001069 | -0.000857 | -0.000522 | 0 | 6.6e-05 | 0.000187 | 0.000436 | 0.000645 | 0.000861 | 0.001056 | 0.001097 | 0.001139 | 0.001019
-0.002712 | -0.002206 | -0.002455 | -0.00217 | -0.002133 | -0.002159 | -0.001963 | -0.002169 | -0.002033 | -0.002135 | -0.001827 | -0.001884 | -0.001833 | -0.001621 | -0.001504 | -0.001357 | -0.001358 | -0.00124 | -0.001031 | -0.001119 | -0.001185 | -0.001166 | -0.00099 | -0.000818 | -0.000498 | 0 | 9.7e-05 | 0.000268 | 0.00043 | 0.000733 | 0.001017 | 0.00096 | 0.001184 | 0.001201 | 0.000957
-0.003043 | -0.002435 | -0.00257 | -0.002256 | -0.00224 | -0.002089 | -0.002015 | -0.002237 | -0.001977 | -0.001995 | -0.001839 | -0.00182 | -0.001721 | -0.001532 | -0.001575 | -0.001303 | -0.001392 | -0.001368 | -0.001149 | -0.001067 | -0.001115 | -0.001138 | -0.000983 | -0.000747 | -0.00043 | 0 | 0.000166 | 0.000296 | 0.000533 | 0.00084 | 0.000944 | 0.000986 | 0.00122 | 0.001181 | 0.001047
-0.003172 | -0.002556 | -0.00266 | -0.002293 | -0.002277 | -0.002123 | -0.001944 | -0.002195 | -0.002008 | -0.002093 | -0.001872 | -0.001908 | -0.001851 | -0.001457 | -0.001563 | -0.001376 | -0.001458 | -0.001349 | -0.001148 | -0.001102 | -0.001176 | -0.001232 | -0.001036 | -0.000816 | -0.000419 | 0 | 0.000132 | 0.00027 | 0.000481 | 0.000771 | 0.001 | 0.001055 | 0.001239 | 0.001205 | 0.001046
-0.003233 | -0.002583 | -0.0025 | -0.002239 | -0.00228 | -0.002226 | -0.002054 | -0.002203 | -0.00203 | -0.001976 | -0.001844 | -0.001826 | -0.001774 | -0.001508 | -0.001492 | -0.001307 | -0.001329 | -0.001222 | -0.001047 | -0.001073 | -0.001099 | -0.001107 | -0.000975 | -0.000705 | -0.000452 | 0 | 0.000164 | 0.00021 | 0.00063 | 0.00096 | 0.000948 | 0.001079 | 0.001251 | 0.001315 | 0.001165
-0.003384 | -0.002766 | -0.002585 | -0.002271 | -0.002301 | -0.002157 | -0.002024 | -0.002134 | -0.001988 | -0.001919 | -0.0018 | -0.00188 | -0.001772 | -0.001543 | -0.00149 | -0.001459 | -0.001344 | -0.001309 | -0.001115 | -0.001047 | -0.001168 | -0.001109 | -0.000998 | -0.000717 | -0.000424 | 0 | 0.000105 | 0.000228 | 0.000498 | 0.000804 | 0.000905 | 0.001026 | 0.001206 | 0.001225 | 0.001165
-0.003453 | -0.002799 | -0.002625 | -0.002253 | -0.002274 | -0.00202 | -0.002029 | -0.002069 | -0.001952 | -0.00202 | -0.001783 | -0.001794 | -0.001699 | -0.001475 | -0.001412 | -0.001291 | -0.001322 | -0.001167 | -0.001096 | -0.001144 | -0.001134 | -0.001111 | -0.000924 | -0.000828 | -0.000379 | 0 | 0.000139 | 0.000252 | 0.000591 | 0.000806 | 0.000948 | 0.000998 | 0.001238 | 0.001283 | 0.001178
-0.003166 | -0.002489 | -0.002275 | -0.001965 | -0.001961 | -0.00198 | -0.001834 | -0.001865 | -0.00178 | -0.001767 | -0.001559 | -0.00161 | -0.001614 | -0.001262 | -0.001292 | -0.001112 | -0.001128 | -0.001059 | -0.000902 | -0.000944 | -0.000986 | -0.000977 | -0.000852 | -0.000633 | -0.000362 | 0 | 0.00021 | 0.000366 | 0.000629 | 0.000884 | 0.000943 | 0.001063 | 0.001298 | 0.001347 | 0.001264
-0.003515 | -0.002809 | -0.00244 | -0.002066 | -0.002031 | -0.001939 | -0.001785 | -0.001924 | -0.001756 | -0.001855 | -0.001683 | -0.001653 | -0.001574 | -0.001359 | -0.001274 | -0.001203 | -0.001198 | -0.001127 | -0.000971 | -0.001043 | -0.001073 | -0.001053 | -0.000904 | -0.000699 | -0.000449 | 0 | 0.000146 | 0.000256 | 0.000559 | 0.000781 | 0.00092 | 0.000962 | 0.001189 | 0.001253 | 0.001222
-0.003397 | -0.002682 | -0.002258 | -0.001941 | -0.001891 | -0.001796 | -0.001738 | -0.001808 | -0.001646 | -0.001636 | -0.00149 | -0.001494 | -0.001385 | -0.001177 | -0.001119 | -0.001046 | -0.00108 | -0.000962 | -0.000869 | -0.000912 | -0.000928 | -0.000935 | -0.000826 | -0.00064 | -0.000341 | 0 | 0.000108 | 0.000358 | 0.000561 | 0.000779 | 0.00092 | 0.001087 | 0.001259 | 0.001287 | 0.001251
-0.003619 | -0.002839 | -0.002397 | -0.002056 | -0.001976 | -0.001912 | -0.001791 | -0.001832 | -0.001647 | -0.001651 | -0.001498 | -0.001513 | -0.001434 | -0.001211 | -0.001199 | -0.00108 | -0.001079 | -0.001002 | -0.000941 | -0.000908 | -0.00092 | -0.000911 | -0.000846 | -0.000673 | -0.000382 | 0 | 0.000157 | 0.000286 | 0.000561 | 0.00081 | 0.0009 | 0.001053 | 0.001229 | 0.001256 | 0.001254
-0.003854 | -0.003025 | -0.00242 | -0.002 | -0.002002 | -0.001868 | -0.001748 | -0.001767 | -0.001711 | -0.001665 | -0.001533 | -0.001519 | -0.001382 | -0.001187 | -0.001159 | -0.001067 | -0.001046 | -0.000956 | -0.000902 | -0.000888 | -0.000924 | -0.00095 | -0.000853 | -0.00069 | -0.000446 | 0 | 8.5e-05 | 0.000285 | 0.000516 | 0.000714 | 0.000888 | 0.001004 | 0.001186 | 0.001225 | 0.001214
-0.003786 | -0.002976 | -0.002408 | -0.002042 | -0.002014 | -0.001947 | -0.001792 | -0.001807 | -0.001713 | -0.0017 | -0.001494 | -0.001504 | -0.001339 | -0.001133 | -0.001102 | -0.000987 | -0.000998 | -0.000959 | -0.0009 | -0.000881 | -0.000917 | -0.000896 | -0.000835 | -0.000673 | -0.00043 | 0 | 2e-05 | 0.000279 | 0.000436 | 0.000748 | 0.000875 | 0.00098 | 0.001211 | 0.001197 | 0.001213
-0.003742 | -0.002892 | -0.002255 | -0.001914 | -0.001872 | -0.00174 | -0.001597 | -0.001673 | -0.001519 | -0.001489 | -0.001303 | -0.00132 | -0.001171 | -0.000991 | -0.000946 | -0.000849 | -0.000884 | -0.000816 | -0.000765 | -0.00078 | -0.000767 | -0.000797 | -0.000749 | -0.000574 | -0.000366 | 0 | 0.000122 | 0.000213 | 0.000579 | 0.000741 | 0.000936 | 0.001046 | 0.001152 | 0.001242 | 0.001219
-0.00383 | -0.00297 | -0.002299 | -0.001927 | -0.001855 | -0.00177 | -0.001584 | -0.001674 | -0.001476 | -0.001518 | -0.0013 | -0.001311 | -0.001198 | -0.00098 | -0.000891 | -0.000836 | -0.000804 | -0.000807 | -0.000713 | -0.000738 | -0.000761 | -0.000762 | -0.000737 | -0.000542 | -0.000357 | 0 | 0.000104 | 0.000255 | 0.000507 | 0.000734 | 0.000896 | 0.000965 | 0.001198 | 0.00124 | 0.001206
-0.00352 | -0.002721 | -0.002115 | -0.001843 | -0.001776 | -0.001684 | -0.001542 | -0.001486 | -0.00138 | -0.001359 | -0.001171 | -0.001158 | -0.001002 | -0.000836 | -0.000737 | -0.000667 | -0.000692 | -0.000642 | -0.00054 | -0.000592 | -0.000622 | -0.000635 | -0.000607 | -0.000497 | -0.000266 | 0 | 0.000125 | 0.000252 | 0.000504 | 0.00068 | 0.000882 | 0.000987 | 0.001215 | 0.001225 | 0.00127
-0.003398 | -0.002613 | -0.001939 | -0.001647 | -0.001631 | -0.001549 | -0.001394 | -0.001467 | -0.001258 | -0.001274 | -0.001083 | -0.001057 | -0.000977 | -0.000792 | -0.000734 | -0.000667 | -0.000653 | -0.000567 | -0.000583 | -0.00056 | -0.000624 | -0.000666 | -0.000599 | -0.000493 | -0.000313 | 0 | 2.2e-05 | 0.000184 | 0.000395 | 0.000636 | 0.000772 | 0.000927 | 0.001069 | 0.001086 | 0.001089
-0.002912 | -0.002195 | -0.001617 | -0.001375 | -0.001344 | -0.001319 | -0.001183 | -0.001187 | -0.00104 | -0.001026 | -0.000879 | -0.000893 | -0.000786 | -0.000514 | -0.000517 | -0.000461 | -0.000482 | -0.000412 | -0.000384 | -0.000468 | -0.000454 | -0.000485 | -0.000498 | -0.000353 | -0.00025 | 0 | 6.3e-05 | 0.000212 | 0.000387 | 0.00061 | 0.000697 | 0.000834 | 0.001051 | 0.001081 | 0.001046
-0.002622 | -0.001962 | -0.001474 | -0.001254 | -0.001251 | -0.001218 | -0.001094 | -0.001071 | -0.000966 | -0.000947 | -0.000768 | -0.000773 | -0.000607 | -0.000437 | -0.000436 | -0.000342 | -0.000358 | -0.000342 | -0.000288 | -0.000307 | -0.000412 | -0.000428 | -0.000435 | -0.000355 | -0.000247 | 0 | 4.8e-05 | 0.000113 | 0.000314 | 0.000443 | 0.000602 | 0.000732 | 0.000909 | 0.000929 | 0.000931
-0.002303 | -0.001675 | -0.001138 | -0.000947 | -0.000974 | -0.000925 | -0.000858 | -0.000924 | -0.00077 | -0.000814 | -0.000601 | -0.000598 | -0.000497 | -0.000378 | -0.000324 | -0.000266 | -0.00031 | -0.000247 | -0.000202 | -0.000292 | -0.000347 | -0.000373 | -0.000389 | -0.000334 | -0.000197 | 0 | 2.2e-05 | 4e-05 | 0.00024 | 0.000402 | 0.000512 | 0.000622 | 0.000747 | 0.000777 | 0.000757
-0.001998 | -0.00147 | -0.001053 | -0.000888 | -0.000911 | -0.00091 | -0.000792 | -0.000836 | -0.000711 | -0.00072 | -0.000562 | -0.000524 | -0.000434 | -0.000218 | -0.000214 | -0.000174 | -0.000182 | -0.000174 | -0.000116 | -0.000156 | -0.000246 | -0.000249 | -0.000282 | -0.000242 | -0.000182 | 0 | 2.3e-05 | 5.3e-05 | 0.000193 | 0.000365 | 0.000433 | 0.000561 | 0.000682 | 0.000725 | 0.000669
-0.001246 | -0.000805 | -0.000508 | -0.000412 | -0.000495 | -0.000491 | -0.000458 | -0.000513 | -0.000396 | -0.000401 | -0.00023 | -0.000292 | -0.000171 | -2.6e-05 | -3.3e-05 | 1.8e-05 | -1e-05 | -4.7e-05 | -1.9e-05 | -6.8e-05 | -0.000132 | -0.000202 | -0.000175 | -0.000205 | -0.000173 | 0 | -1.4e-05 | -4.7e-05 | 7.9e-05 | 0.000224 | 0.000328 | 0.000432 | 0.000484 | 0.00053 | 0.000473
-0.000802 | -0.000434 | -0.000168 | -0.000153 | -0.000253 | -0.000281 | -0.000248 | -0.000297 | -0.000245 | -0.00026 | -0.000137 | -0.000176 | -7.6e-05 | 8.3e-05 | 6.1e-05 | 8.3e-05 | 8.3e-05 | 5.7e-05 | 4.4e-05 | 3e-06 | -5.7e-05 | -8.4e-05 | -0.000171 | -0.00015 | -0.000154 | 0 | -5.8e-05 | -3.3e-05 | 6.3e-05 | 0.000127 | 0.000242 | 0.000327 | 0.000401 | 0.000451 | 0.000398
-8.4e-05 | 0.00013 | 0.00025 | 0.000195 | 7e-05 | -2e-06 | 6e-06 | -4.7e-05 | 4.3e-05 | -2.5e-05 | 9e-05 | 5.1e-05 | 0.00012 | 0.00024 | 0.000228 | 0.000246 | 0.000184 | 0.000177 | 0.000182 | 0.000141 | 7.2e-05 | -2e-05 | -6.2e-05 | -0.000101 | -0.000105 | 0 | -5.8e-05 | -4.7e-05 | 5e-05 | 9.8e-05 | 0.000234 | 0.00025 | 0.000364 | 0.000345 | 0.000286
0.000282 | 0.000454 | 0.000508 | 0.000461 | 0.000287 | 0.000176 | 0.000208 | 9.3e-05 | 0.00012 | 0.000112 | 0.000193 | 0.000136 | 0.000191 | 0.000265 | 0.00024 | 0.000254 | 0.000235 | 0.000165 | 0.000219 | 0.00012 | 3.1e-05 | -4.2e-05 | -0.000115 | -0.000133 | -0.000143 | 0 | -0.000114 | -0.000123 | -6.4e-05 | 3.7e-05 | 0.00017 | 0.000151 | 0.000223 | 0.000198 | 0.000138
0.000769 | 0.000866 | 0.00085 | 0.000741 | 0.000561 | 0.000451 | 0.000394 | 0.000305 | 0.000342 | 0.000236 | 0.000327 | 0.000243 | 0.000294 | 0.00042 | 0.000336 | 0.000311 | 0.000257 | 0.000237 | 0.000249 | 0.000216 | 7.2e-05 | 1.6e-05 | -7.2e-05 | -9e-05 | -0.000153 | 0 | -9.3e-05 | -9.3e-05 | -9e-06 | 1.7e-05 | 0.000144 | 0.000177 | 0.00021 | 0.000182 | 0.000123
0.001238 | 0.0012 | 0.001048 | 0.000894 | 0.000665 | 0.000533 | 0.000507 | 0.000362 | 0.000363 | 0.000333 | 0.000398 | 0.000311 | 0.000317 | 0.000403 | 0.00038 | 0.000363 | 0.00027 | 0.000244 | 0.000253 | 0.000227 | 0.000117 | 3e-05 | -4.8e-05 | -9.5e-05 | -0.00014 | 0 | -8.3e-05 | -8.4e-05 | -1.1e-05 | 3.7e-05 | 0.000175 | 0.000185 | 0.000221 | 0.000159 | 0.00011
0.003238 | 0.002962 | 0.002872 | 0.002606 | 0.002306 | 0.002035 | 0.00184 | 0.001655 | 0.001574 | 0.001425 | 0.001378 | 0.001221 | 0.001162 | 0.001131 | 0.001 | 0.000964 | 0.000886 | 0.00082 | 0.000794 | 0.000722 | 0.000619 | 0.000494 | 0.000319 | 0.000137 | -8e-06 | 0 | -0.000112 | -0.000206 | -0.00015 | -0.000138 | -0.000103 | -0.000174 | -0.00017 | -0.000189 | -0.000249
0.003151 | 0.002858 | 0.002763 | 0.002521 | 0.002246 | 0.00202 | 0.001799 | 0.001612 | 0.001536 | 0.001404 | 0.001337 | 0.001179 | 0.001108 | 0.001084 | 0.00099 | 0.00098 | 0.000824 | 0.000778 | 0.000765 | 0.000677 | 0.000596 | 0.000478 | 0.000286 | 0.000112 | -7.7e-05 | 0 | -0.000148 | -0.000227 | -0.0002 | -0.000196 | -0.000163 | -0.000171 | -0.000188 | -0.000226 | -0.000309
0.003395 | 0.003041 | 0.002902 | 0.00265 | 0.002294 | 0.002098 | 0.001876 | 0.001658 | 0.001609 | 0.001481 | 0.00143 | 0.001259 | 0.001161 | 0.001158 | 0.001063 | 0.000986 | 0.000889 | 0.000855 | 0.000817 | 0.000752 | 0.000647 | 0.000503 | 0.000298 | 0.000126 | -3e-05 | 0 | -0.000128 | -0.000209 | -0.000157 | -0.000136 | -0.000119 | -0.00013 | -0.000115 | -0.000192 | -0.000287
0.003251 | 0.002982 | 0.002891 | 0.002635 | 0.002273 | 0.002039 | 0.001888 | 0.001666 | 0.001595 | 0.001455 | 0.001377 | 0.001231 | 0.001129 | 0.001158 | 0.001048 | 0.000979 | 0.000897 | 0.000878 | 0.000823 | 0.00076 | 0.000634 | 0.000523 | 0.000334 | 0.000121 | -2.1e-05 | 0 | -0.000146 | -0.00022 | -0.000171 | -0.000151 | -0.000119 | -0.000136 | -0.00011 | -0.000162 | -0.000272
0.003435 | 0.003059 | 0.002862 | 0.002628 | 0.002303 | 0.002058 | 0.001902 | 0.001698 | 0.00166 | 0.001504 | 0.00143 | 0.001276 | 0.001244 | 0.001217 | 0.001142 | 0.001081 | 0.000972 | 0.000894 | 0.000888 | 0.000841 | 0.000723 | 0.000578 | 0.000366 | 0.000151 | 6e-06 | 0 | -0.000157 | -0.000219 | -0.000161 | -0.000139 | -0.000112 | -0.00012 | -0.000126 | -0.000152 | -0.000222
0.003895 | 0.003535 | 0.003078 | 0.002748 | 0.002401 | 0.002122 | 0.001992 | 0.001715 | 0.001668 | 0.001535 | 0.001449 | 0.001282 | 0.001184 | 0.001175 | 0.001084 | 0.001016 | 0.000918 | 0.000883 | 0.000847 | 0.000759 | 0.000642 | 0.000521 | 0.000339 | 0.000144 | -1.6e-05 | 0 | -0.000129 | -0.000173 | -0.00015 | -9.2e-05 | -9.5e-05 | -9.5e-05 | -3.3e-05 | -6.5e-05 | -0.000162
0.003903 | 0.003582 | 0.003209 | 0.002858 | 0.002507 | 0.00227 | 0.00208 | 0.001901 | 0.001812 | 0.001689 | 0.001662 | 0.001454 | 0.001403 | 0.001396 | 0.001302 | 0.00123 | 0.001108 | 0.001054 | 0.000974 | 0.000922 | 0.000765 | 0.000609 | 0.000395 | 0.000169 | 6e-06 | 0 | -0.000124 | -0.000185 | -0.000176 | -0.000124 | -0.000104 | -0.000106 | -6.2e-05 | -0.000131 | -0.000187
0.003483 | 0.00321 | 0.002944 | 0.002667 | 0.002359 | 0.002162 | 0.001981 | 0.001761 | 0.001673 | 0.001553 | 0.001496 | 0.00136 | 0.001241 | 0.001298 | 0.001145 | 0.001111 | 0.000999 | 0.000937 | 0.000909 | 0.000797 | 0.000707 | 0.000535 | 0.00032 | 0.000131 | -2.6e-05 | 0 | -0.000154 | -0.000217 | -0.000199 | -0.000114 | -0.000129 | -0.000128 | -9.6e-05 | -0.000113 | -0.000173
0.003333 | 0.003072 | 0.00276 | 0.002525 | 0.002203 | 0.001982 | 0.001832 | 0.001652 | 0.00158 | 0.001463 | 0.001441 | 0.001291 | 0.001214 | 0.00126 | 0.001143 | 0.001114 | 0.001 | 0.000948 | 0.00088 | 0.000811 | 0.000713 | 0.000543 | 0.000347 | 0.000153 | -2.1e-05 | 0 | -0.00015 | -0.000204 | -0.000154 | -0.000125 | -8.9e-05 | -0.000103 | -5.1e-05 | -0.000105 | -0.000147
0.003634 | 0.00337 | 0.003013 | 0.002733 | 0.002392 | 0.002162 | 0.001978 | 0.001805 | 0.001742 | 0.00162 | 0.001567 | 0.00142 | 0.001325 | 0.001354 | 0.001221 | 0.0012 | 0.001065 | 0.001012 | 0.000973 | 0.000882 | 0.000754 | 0.00061 | 0.000415 | 0.000159 | -2.5e-05 | 0 | -0.000135 | -0.000166 | -0.000145 | -0.000119 | -9.4e-05 | -0.000107 | -8e-05 | -0.000124 | -0.000163
0.003108 | 0.002931 | 0.002688 | 0.00246 | 0.002157 | 0.001919 | 0.001789 | 0.001607 | 0.001528 | 0.001414 | 0.001417 | 0.001294 | 0.001214 | 0.001219 | 0.001146 | 0.001124 | 0.00096 | 0.000928 | 0.000868 | 0.000792 | 0.000687 | 0.000524 | 0.000338 | 0.000124 | -2.5e-05 | 0 | -0.000117 | -0.000164 | -0.000118 | -8.2e-05 | -5e-05 | -7.2e-05 | 4e-06 | -4.6e-05 | -0.000126
0.00325 | 0.003046 | 0.002783 | 0.0025 | 0.002209 | 0.00194 | 0.001777 | 0.001621 | 0.00156 | 0.001486 | 0.001442 | 0.001312 | 0.001269 | 0.001274 | 0.00119 | 0.001118 | 0.001008 | 0.000949 | 0.000897 | 0.000836 | 0.000676 | 0.00054 | 0.00034 | 0.000138 | -4.5e-05 | 0 | -0.000135 | -0.000201 | -0.00013 | -0.000104 | -6.1e-05 | -7.7e-05 | -3.4e-05 | -7e-05 | -0.000139
0.003108 | 0.00291 | 0.002641 | 0.002377 | 0.002068 | 0.001916 | 0.001757 | 0.001556 | 0.001524 | 0.001452 | 0.001412 | 0.001274 | 0.001244 | 0.001251 | 0.001177 | 0.00108 | 0.000967 | 0.000913 | 0.000893 | 0.000809 | 0.000686 | 0.000552 | 0.000333 | 0.000118 | -3.5e-05 | 0 | -0.000156 | -0.000209 | -0.000194 | -0.000142 | -0.000117 | -0.000104 | -4.1e-05 | -7.3e-05 | -0.000144
0.002575 | 0.002433 | 0.002265 | 0.00206 | 0.001818 | 0.001685 | 0.001548 | 0.001397 | 0.001337 | 0.001279 | 0.001298 | 0.001158 | 0.001126 | 0.001189 | 0.001081 | 0.001016 | 0.000935 | 0.000883 | 0.000816 | 0.00074 | 0.000592 | 0.000505 | 0.000287 | 9e-05 | -7.1e-05 | 0 | -0.000128 | -0.000194 | -0.000164 | -0.000123 | -4.9e-05 | -5.9e-05 | -1.3e-05 | -6e-05 | -0.000137
0.00287 | 0.002693 | 0.00249 | 0.002242 | 0.001961 | 0.001742 | 0.001633 | 0.001483 | 0.001425 | 0.001349 | 0.001362 | 0.001212 | 0.001203 | 0.001219 | 0.001115 | 0.001096 | 0.000963 | 0.000926 | 0.000852 | 0.000797 | 0.000638 | 0.000493 | 0.000319 | 0.000143 | -1.5e-05 | 0 | -0.000145 | -0.00016 | -0.00013 | -8.6e-05 | -4.2e-05 | -7.2e-05 | 7e-06 | -1.6e-05 | -7.7e-05
0.002488 | 0.002355 | 0.002233 | 0.002046 | 0.001805 | 0.001643 | 0.001562 | 0.00139 | 0.001375 | 0.001317 | 0.00133 | 0.001248 | 0.001204 | 0.001233 | 0.001135 | 0.001053 | 0.000989 | 0.000929 | 0.000875 | 0.000794 | 0.000651 | 0.000515 | 0.000307 | 0.000142 | -2.2e-05 | 0 | -0.000129 | -0.000211 | -0.000135 | -0.000108 | -8.2e-05 | -3.6e-05 | -1.2e-05 | -6.8e-05 | -9.7e-05
0.001987 | 0.001969 | 0.001904 | 0.001763 | 0.001563 | 0.001407 | 0.001336 | 0.00119 | 0.001157 | 0.001123 | 0.001157 | 0.001031 | 0.001024 | 0.001071 | 0.001043 | 0.000978 | 0.000892 | 0.000815 | 0.000793 | 0.000708 | 0.000584 | 0.000444 | 0.000275 | 9.3e-05 | -3.9e-05 | 0 | -0.000128 | -0.000151 | -0.00015 | -9.2e-05 | -9.4e-05 | -7.4e-05 | -1e-06 | -4.3e-05 | -0.000136
0.002409 | 0.002292 | 0.002142 | 0.001955 | 0.001717 | 0.001568 | 0.001494 | 0.001323 | 0.001364 | 0.001262 | 0.001303 | 0.001213 | 0.001171 | 0.00124 | 0.001123 | 0.001092 | 0.000967 | 0.000935 | 0.000896 | 0.00079 | 0.000655 | 0.000521 | 0.000322 | 0.000133 | 3e-06 | 0 | -0.000128 | -0.000186 | -0.000136 | -0.000107 | -8.9e-05 | -7.4e-05 | -8e-06 | -4e-05 | -0.00012
0.002414 | 0.002318 | 0.002224 | 0.002074 | 0.001852 | 0.001724 | 0.001616 | 0.001449 | 0.001463 | 0.001343 | 0.001419 | 0.001304 | 0.001303 | 0.001362 | 0.001213 | 0.001183 | 0.001045 | 0.000999 | 0.000936 | 0.00085 | 0.000683 | 0.000565 | 0.000368 | 0.000151 | 8e-06 | 0 | -0.000137 | -0.000216 | -0.000187 | -0.000146 | -0.000137 | -7.9e-05 | -5.5e-05 | -0.000108 | -0.000204
0.001753 | 0.00176 | 0.001755 | 0.00161 | 0.001398 | 0.001286 | 0.00125 | 0.00112 | 0.001126 | 0.001094 | 0.001145 | 0.001052 | 0.001053 | 0.001127 | 0.001043 | 0.00104 | 0.000924 | 0.000874 | 0.000819 | 0.000743 | 0.000606 | 0.000452 | 0.000293 | 0.000114 | -4.3e-05 | 0 | -0.000186 | -0.00022 | -0.000192 | -0.000153 | -0.000175 | -0.00013 | -9.2e-05 | -0.000117 | -0.00021
0.00208 | 0.00203 | 0.001948 | 0.001857 | 0.001615 | 0.001517 | 0.001441 | 0.001308 | 0.001289 | 0.00118 | 0.00127 | 0.001177 | 0.001203 | 0.00128 | 0.001155 | 0.001122 | 0.001023 | 0.000988 | 0.000923 | 0.000809 | 0.000684 | 0.000534 | 0.000361 | 0.000148 | -3.5e-05 | 0 | -0.000148 | -0.000263 | -0.000232 | -0.000217 | -0.000122 | -0.000148 | -0.000137 | -0.000168 | -0.000223
0.00297 | 0.002821 | 0.00258 | 0.002379 | 0.002117 | 0.001965 | 0.001835 | 0.001722 | 0.001668 | 0.001613 | 0.001672 | 0.00153 | 0.001536 | 0.001577 | 0.001448 | 0.001397 | 0.001266 | 0.001199 | 0.001122 | 0.000968 | 0.000809 | 0.000653 | 0.000475 | 0.000241 | 4.1e-05 | 0 | -0.000171 | -0.000287 | -0.000266 | -0.000264 | -0.000263 | -0.000238 | -0.000198 | -0.000221 | -0.000299
0.002594 | 0.002513 | 0.002341 | 0.002179 | 0.001944 | 0.001792 | 0.001678 | 0.001558 | 0.00156 | 0.001508 | 0.001534 | 0.001412 | 0.001461 | 0.00152 | 0.00139 | 0.001315 | 0.001245 | 0.001158 | 0.001118 | 0.00097 | 0.000791 | 0.000646 | 0.000396 | 0.000214 | 2.8e-05 | 0 | -0.000196 | -0.0003 | -0.000287 | -0.000297 | -0.000225 | -0.000283 | -0.000223 | -0.000278 | -0.000389
0.002036 | 0.002026 | 0.00193 | 0.001824 | 0.00163 | 0.001511 | 0.001456 | 0.001275 | 0.001367 | 0.001259 | 0.001372 | 0.001241 | 0.00128 | 0.001391 | 0.001294 | 0.001282 | 0.001132 | 0.001048 | 0.000992 | 0.000895 | 0.000762 | 0.000603 | 0.000436 | 0.000233 | 3.4e-05 | 0 | -0.000172 | -0.000268 | -0.000255 | -0.000276 | -0.000239 | -0.000248 | -0.000264 | -0.000282 | -0.00034
0.002094 | 0.002086 | 0.001977 | 0.001852 | 0.001662 | 0.001555 | 0.001459 | 0.001336 | 0.001355 | 0.001291 | 0.00139 | 0.00129 | 0.001295 | 0.001392 | 0.001375 | 0.001265 | 0.001114 | 0.001076 | 0.001029 | 0.000899 | 0.000753 | 0.000591 | 0.000399 | 0.00018 | -9e-06 | 0 | -0.000265 | -0.000413 | -0.000345 | -0.000339 | -0.000337 | -0.000341 | -0.000353 | -0.000424 | -0.000515
0.003209 | 0.003047 | 0.002754 | 0.002519 | 0.002236 | 0.00208 | 0.002017 | 0.00183 | 0.00187 | 0.001721 | 0.001837 | 0.00168 | 0.001696 | 0.001769 | 0.001653 | 0.001579 | 0.001464 | 0.001344 | 0.001301 | 0.001166 | 0.000929 | 0.000759 | 0.00052 | 0.000298 | 3.8e-05 | 0 | -0.000197 | -0.000386 | -0.000415 | -0.000395 | -0.000416 | -0.000412 | -0.000449 | -0.000496 | -0.000555
0.003683 | 0.003475 | 0.00309 | 0.002848 | 0.002562 | 0.002394 | 0.002282 | 0.00209 | 0.002053 | 0.002017 | 0.001998 | 0.001897 | 0.00191 | 0.001948 | 0.001806 | 0.001666 | 0.00158 | 0.001492 | 0.001387 | 0.001213 | 0.001047 | 0.000823 | 0.000584 | 0.000326 | 6e-05 | 0 | -0.000276 | -0.000468 | -0.000513 | -0.000566 | -0.000555 | -0.000535 | -0.000562 | -0.000669 | -0.000733
0.003501 | 0.003338 | 0.002982 | 0.002762 | 0.0025 | 0.002311 | 0.002172 | 0.002024 | 0.00196 | 0.001904 | 0.001957 | 0.001885 | 0.001873 | 0.001927 | 0.001785 | 0.001702 | 0.001567 | 0.001482 | 0.001386 | 0.001192 | 0.001006 | 0.000789 | 0.000549 | 0.000307 | 5.6e-05 | 0 | -0.000321 | -0.000498 | -0.000557 | -0.000598 | -0.000578 | -0.000644 | -0.000686 | -0.000695 | -0.000886
0.003173 | 0.003064 | 0.002741 | 0.002565 | 0.00228 | 0.002135 | 0.002013 | 0.001874 | 0.001826 | 0.001792 | 0.001873 | 0.001746 | 0.001776 | 0.001792 | 0.001679 | 0.001671 | 0.001487 | 0.001429 | 0.001365 | 0.001204 | 0.001048 | 0.000798 | 0.000615 | 0.000316 | 0.000125 | 0 | -0.000241 | -0.000475 | -0.000525 | -0.00059 | -0.00054 | -0.000599 | -0.000681 | -0.000708 | -0.000848
0.003164 | 0.003073 | 0.00274 | 0.002556 | 0.002282 | 0.002103 | 0.002033 | 0.001811 | 0.001853 | 0.001787 | 0.001812 | 0.001768 | 0.001728 | 0.001795 | 0.001641 | 0.001576 | 0.001469 | 0.001399 | 0.001317 | 0.001153 | 0.00095 | 0.000747 | 0.000565 | 0.000287 | 8.4e-05 | 0 | -0.000273 | -0.000528 | -0.000588 | -0.000616 | -0.000674 | -0.000721 | -0.000755 | -0.000857 | -0.000992
0.003533 | 0.003393 | 0.002982 | 0.002741 | 0.00255 | 0.002306 | 0.002198 | 0.002046 | 0.001963 | 0.00191 | 0.00201 | 0.00191 | 0.001891 | 0.00199 | 0.001829 | 0.001731 | 0.001587 | 0.001472 | 0.001389 | 0.001298 | 0.001044 | 0.000806 | 0.000606 | 0.000369 | 0.000115 | 0 | -0.000254 | -0.000492 | -0.000515 | -0.000617 | -0.000643 | -0.000728 | -0.000792 | -0.000827 | -0.001102
0.00385 | 0.00365 | 0.00312 | 0.002879 | 0.002556 | 0.002362 | 0.002237 | 0.002029 | 0.001978 | 0.001982 | 0.001955 | 0.001885 | 0.001817 | 0.001936 | 0.001727 | 0.001652 | 0.0015 | 0.001428 | 0.001286 | 0.001168 | 0.000948 | 0.000715 | 0.000523 | 0.000269 | 6e-06 | 0 | -0.000376 | -0.000622 | -0.000636 | -0.000811 | -0.000801 | -0.000869 | -0.000979 | -0.001067 | -0.001248
0.004495 | 0.004206 | 0.003552 | 0.003326 | 0.002935 | 0.002723 | 0.002585 | 0.002392 | 0.002307 | 0.002149 | 0.00226 | 0.002074 | 0.002068 | 0.002129 | 0.001922 | 0.001827 | 0.001622 | 0.001547 | 0.001414 | 0.001297 | 0.001042 | 0.000804 | 0.000614 | 0.000354 | 6.5e-05 | 0 | -0.000336 | -0.000608 | -0.000648 | -0.000795 | -0.000766 | -0.000905 | -0.000911 | -0.001066 | -0.001279
0.004699 | 0.004429 | 0.003691 | 0.003386 | 0.003048 | 0.002767 | 0.002711 | 0.002412 | 0.002393 | 0.002207 | 0.002299 | 0.002068 | 0.002029 | 0.002108 | 0.001871 | 0.001786 | 0.001634 | 0.001503 | 0.001452 | 0.001277 | 0.001057 | 0.000798 | 0.000564 | 0.000308 | 9e-06 | 0 | -0.00032 | -0.000635 | -0.000695 | -0.000812 | -0.000776 | -0.000942 | -0.000973 | -0.001176 | -0.001322
0.004991 | 0.004671 | 0.003874 | 0.003615 | 0.003229 | 0.00296 | 0.002834 | 0.002537 | 0.002489 | 0.002339 | 0.002375 | 0.002155 | 0.002083 | 0.00216 | 0.001873 | 0.001835 | 0.001667 | 0.001577 | 0.001429 | 0.001314 | 0.001053 | 0.000823 | 0.000661 | 0.000273 | 1.5e-05 | 0 | -0.000326 | -0.000576 | -0.000662 | -0.000858 | -0.000735 | -0.000873 | -0.000947 | -0.001047 | -0.001303
0.00526 | 0.004943 | 0.0041 | 0.003743 | 0.003409 | 0.003058 | 0.003031 | 0.002668 | 0.002613 | 0.002404 | 0.002448 | 0.002221 | 0.002196 | 0.002239 | 0.001996 | 0.001924 | 0.001584 | 0.001524 | 0.001539 | 0.001356 | 0.001061 | 0.000861 | 0.000618 | 0.000368 | 6.1e-05 | 0 | -0.000267 | -0.000533 | -0.000702 | -0.000713 | -0.000727 | -0.000808 | -0.001056 | -0.001158 | -0.00132
0.005187 | 0.004837 | 0.003959 | 0.003603 | 0.003263 | 0.002998 | 0.002822 | 0.002492 | 0.002464 | 0.002293 | 0.002315 | 0.002127 | 0.001986 | 0.002074 | 0.001866 | 0.001771 | 0.001515 | 0.001423 | 0.001295 | 0.001226 | 0.000961 | 0.000774 | 0.00048 | 0.000261 | 9e-06 | 0 | -0.000305 | -0.000651 | -0.000686 | -0.000687 | -0.000702 | -0.000918 | -0.000965 | -0.001151 | -0.0014

## ACS267_CC_tcarray
0.076439 | 0.071259 | 0.064763 | 0.06016 | 0.056961 | 0.054721 | 0.051149 | 0.048751 | 0.045433 | 0.043364 | 0.0403 | 0.03685 | 0.034753 | 0.031036 | 0.027623 | 0.024252 | 0.02219 | 0.020569 | 0.017498 | 0.014912 | 0.013342 | 0.011113 | 0.008756 | 0.006192 | 0.001817 | 0 | -0.003031 | -0.005684 | -0.008532 | -0.013088 | -0.015897 | -0.018051 | -0.020285 | -0.020805 | -0.024858
0.066378 | 0.05997 | 0.053733 | 0.049195 | 0.047962 | 0.045174 | 0.042209 | 0.038836 | 0.036507 | 0.035209 | 0.031694 | 0.028442 | 0.027516 | 0.024922 | 0.022086 | 0.019041 | 0.017627 | 0.016038 | 0.015005 | 0.012173 | 0.010321 | 0.00952 | 0.006515 | 0.003952 | 0.001605 | 0 | -0.002299 | -0.005593 | -0.006242 | -0.011555 | -0.012885 | -0.014016 | -0.016606 | -0.019026 | -0.021403
0.058957 | 0.052472 | 0.046531 | 0.043572 | 0.041344 | 0.039203 | 0.037194 | 0.03406 | 0.031485 | 0.029371 | 0.027018 | 0.024837 | 0.022799 | 0.020571 | 0.017796 | 0.015617 | 0.014587 | 0.012529 | 0.011106 | 0.008731 | 0.009023 | 0.007519 | 0.005542 | 0.003953 | 0.001283 | 0 | -0.002441 | -0.004089 | -0.006386 | -0.00945 | -0.010557 | -0.011268 | -0.015309 | -0.016913 | -0.017374
0.053933 | 0.047256 | 0.039953 | 0.036382 | 0.034939 | 0.032179 | 0.029925 | 0.029197 | 0.026218 | 0.024401 | 0.022476 | 0.020441 | 0.019358 | 0.017274 | 0.013989 | 0.012094 | 0.01179 | 0.010897 | 0.009201 | 0.008319 | 0.007237 | 0.006479 | 0.004197 | 0.003057 | 0.000348 | 0 | -0.002104 | -0.003318 | -0.004838 | -0.008783 | -0.009637 | -0.011215 | -0.012454 | -0.013869 | -0.016142
0.045761 | 0.039224 | 0.032536 | 0.029429 | 0.02795 | 0.026191 | 0.024269 | 0.022364 | 0.020643 | 0.019247 | 0.017302 | 0.015986 | 0.014803 | 0.013471 | 0.010738 | 0.009389 | 0.008395 | 0.007295 | 0.006677 | 0.005045 | 0.005119 | 0.004506 | 0.003422 | 0.001943 | 0.001152 | 0 | -0.001475 | -0.002695 | -0.004159 | -0.006571 | -0.007836 | -0.008992 | -0.010564 | -0.011981 | -0.013426
0.037834 | 0.032617 | 0.027481 | 0.025096 | 0.023494 | 0.022124 | 0.020148 | 0.018857 | 0.016754 | 0.015995 | 0.013587 | 0.012276 | 0.011336 | 0.009776 | 0.008356 | 0.006346 | 0.006248 | 0.005264 | 0.004712 | 0.003014 | 0.003189 | 0.002981 | 0.002045 | 0.001282 | 8.4e-05 | 0 | -0.001715 | -0.002875 | -0.003716 | -0.006752 | -0.007063 | -0.007317 | -0.009439 | -0.010903 | -0.011562
0.032342 | 0.027761 | 0.022645 | 0.019844 | 0.018163 | 0.017024 | 0.015618 | 0.014461 | 0.013918 | 0.01154 | 0.010144 | 0.009635 | 0.008706 | 0.00748 | 0.005527 | 0.004992 | 0.004493 | 0.00373 | 0.003298 | 0.002777 | 0.002258 | 0.002335 | 0.001536 | 0.001246 | 0.000324 | 0 | -0.00088 | -0.001745 | -0.002446 | -0.004326 | -0.00554 | -0.006245 | -0.007173 | -0.008136 | -0.009858
0.023957 | 0.020384 | 0.016935 | 0.015262 | 0.015114 | 0.013394 | 0.012236 | 0.010899 | 0.009897 | 0.009201 | 0.008027 | 0.006859 | 0.006761 | 0.0054 | 0.004014 | 0.002796 | 0.002674 | 0.001769 | 0.001596 | 0.00076 | 0.00111 | 0.001356 | 0.000934 | 0.001238 | -3e-05 | 0 | -0.000695 | -0.001583 | -0.001973 | -0.003932 | -0.004492 | -0.004436 | -0.006006 | -0.007144 | -0.008048
0.018419 | 0.015739 | 0.013395 | 0.012311 | 0.011328 | 0.010397 | 0.009688 | 0.00891 | 0.00777 | 0.00673 | 0.005446 | 0.00503 | 0.004625 | 0.00376 | 0.002374 | 0.001638 | 0.001293 | 0.001184 | 0.000824 | -0.000189 | 0.000559 | 0.000469 | 6.3e-05 | 0.000133 | -0.000272 | 0 | -0.000875 | -0.001516 | -0.00184 | -0.003004 | -0.003419 | -0.004005 | -0.00505 | -0.005843 | -0.006681
0.01354 | 0.010873 | 0.008578 | 0.007592 | 0.007277 | 0.006514 | 0.0057 | 0.005261 | 0.004931 | 0.004213 | 0.003379 | 0.002776 | 0.00263 | 0.001571 | 0.000816 | 0.000181 | 0.000465 | -0.000229 | -0.000352 | -0.000184 | -7.9e-05 | -0.000143 | -0.000346 | 3.5e-05 | -0.000128 | 0 | -0.000352 | -0.000648 | -0.000989 | -0.002245 | -0.002611 | -0.002538 | -0.003682 | -0.004254 | -0.005217
0.007938 | 0.006461 | 0.005437 | 0.005411 | 0.005248 | 0.005242 | 0.004613 | 0.004121 | 0.003598 | 0.003113 | 0.002225 | 0.001777 | 0.001496 | 0.001077 | -5.3e-05 | -0.000465 | -0.000352 | -0.001143 | -0.001024 | -0.001379 | -0.000949 | -0.000899 | -0.000555 | -0.000291 | -0.000375 | 0 | -0.000448 | -0.000739 | -0.000771 | -0.001726 | -0.002333 | -0.002084 | -0.002996 | -0.003773 | -0.004399
0.005131 | 0.004111 | 0.003679 | 0.003465 | 0.003494 | 0.002924 | 0.002924 | 0.002781 | 0.00234 | 0.001933 | 0.001294 | 0.001011 | 0.000882 | 0.00021 | -0.000399 | -0.001137 | -0.001002 | -0.000973 | -0.001189 | -0.001388 | -0.001011 | -0.000778 | -0.000853 | -0.000362 | -0.00043 | 0 | -0.00016 | -0.000253 | -0.000511 | -0.0008 | -0.001453 | -0.001399 | -0.001962 | -0.002711 | -0.003112
0.00089 | 0.000368 | 8.4e-05 | 0.000266 | 0.000597 | 0.000315 | 0.000285 | 0.000252 | 0.000296 | -0.00018 | -0.000639 | -0.000729 | -0.000741 | -0.000881 | -0.001832 | -0.001924 | -0.001764 | -0.002308 | -0.002096 | -0.002003 | -0.001672 | -0.001364 | -0.001228 | -0.000689 | -0.000424 | 0 | -0.000103 | 0.00034 | 0.00013 | -0.000566 | -0.000571 | -0.000558 | -0.001348 | -0.001437 | -0.002304
-0.000622 | -0.000675 | -2.4e-05 | 0.00019 | 0.000776 | 0.000696 | 0.00052 | 0.00051 | 0.000245 | 0.000293 | -0.000547 | -0.000308 | -0.000472 | -0.000794 | -0.001548 | -0.00216 | -0.001852 | -0.001834 | -0.00217 | -0.002359 | -0.001721 | -0.001491 | -0.001181 | -0.000758 | -0.000577 | 0 | 0.00019 | -0.000102 | 0.000239 | -0.000267 | -0.000305 | -0.000265 | -0.000951 | -0.001452 | -0.002127
-0.001688 | -0.001554 | -0.001269 | -0.000841 | -0.000789 | -0.000928 | -0.000705 | -0.000391 | -0.000478 | -0.000836 | -0.000905 | -0.001277 | -0.000921 | -0.001303 | -0.001789 | -0.00186 | -0.001934 | -0.002005 | -0.001895 | -0.001987 | -0.00173 | -0.001461 | -0.001241 | -0.000775 | -0.000582 | 0 | 0.000357 | 0.000688 | 0.000766 | 0.00035 | 0.0003 | 0.00043 | -2.2e-05 | -0.000479 | -0.001145
-0.003609 | -0.003392 | -0.002784 | -0.002247 | -0.001809 | -0.001663 | -0.001439 | -0.001431 | -0.001345 | -0.001117 | -0.001595 | -0.001439 | -0.001547 | -0.001926 | -0.002099 | -0.002521 | -0.002241 | -0.002489 | -0.002561 | -0.002274 | -0.001884 | -0.001439 | -0.001371 | -0.000907 | -0.000605 | 0 | 0.000288 | 0.000496 | 0.000894 | 0.00049 | 0.000592 | 0.000814 | 9.1e-05 | -0.00041 | -0.000426
-0.004049 | -0.003572 | -0.002671 | -0.001886 | -0.001575 | -0.001549 | -0.001533 | -0.001282 | -0.001095 | -0.001439 | -0.001768 | -0.001582 | -0.001556 | -0.001692 | -0.002267 | -0.002501 | -0.002442 | -0.002288 | -0.002273 | -0.002569 | -0.001981 | -0.001824 | -0.001336 | -0.000941 | -0.000576 | 0 | 0.00018 | 0.000545 | 0.000811 | 0.000629 | 0.000687 | 0.000858 | 0.000506 | 3e-05 | -0.000441
-0.004569 | -0.004216 | -0.003691 | -0.003299 | -0.002821 | -0.002711 | -0.002406 | -0.001931 | -0.001687 | -0.001862 | -0.001849 | -0.001848 | -0.001625 | -0.002007 | -0.002347 | -0.002466 | -0.002276 | -0.002286 | -0.002216 | -0.001992 | -0.0019 | -0.001533 | -0.001289 | -0.000626 | -0.000453 | 0 | 0.000568 | 0.0009 | 0.00129 | 0.001234 | 0.001088 | 0.001095 | 0.00102 | 0.000528 | 0.000271
-0.006091 | -0.005539 | -0.004491 | -0.003826 | -0.003182 | -0.003003 | -0.002895 | -0.002374 | -0.00223 | -0.00209 | -0.002376 | -0.002266 | -0.00216 | -0.002279 | -0.002614 | -0.002875 | -0.00256 | -0.002827 | -0.002657 | -0.002739 | -0.002157 | -0.001747 | -0.001466 | -0.000979 | -0.000444 | 0 | 0.000351 | 0.000857 | 0.001347 | 0.001181 | 0.001155 | 0.001407 | 0.001032 | 0.000526 | 0.000396
-0.006787 | -0.006002 | -0.004921 | -0.004038 | -0.003573 | -0.00349 | -0.00313 | -0.002856 | -0.002642 | -0.002493 | -0.002604 | -0.002573 | -0.002534 | -0.00266 | -0.002844 | -0.002857 | -0.002802 | -0.002725 | -0.002662 | -0.002638 | -0.002285 | -0.001971 | -0.001584 | -0.000958 | -0.000714 | 0 | 0.000372 | 0.000876 | 0.001245 | 0.001503 | 0.001375 | 0.001531 | 0.001323 | 0.000819 | 0.000382
-0.007095 | -0.006568 | -0.005734 | -0.005063 | -0.004497 | -0.004326 | -0.003805 | -0.003212 | -0.002752 | -0.002758 | -0.002924 | -0.002686 | -0.002501 | -0.002731 | -0.003061 | -0.003009 | -0.002776 | -0.002857 | -0.00275 | -0.002414 | -0.00226 | -0.001811 | -0.001464 | -0.000931 | -0.00058 | 0 | 0.000518 | 0.001169 | 0.001619 | 0.001603 | 0.001616 | 0.0018 | 0.001605 | 0.00118 | 0.000884
-0.008075 | -0.0072 | -0.005847 | -0.005142 | -0.00454 | -0.004062 | -0.003858 | -0.003507 | -0.003299 | -0.003038 | -0.003227 | -0.002964 | -0.00302 | -0.002927 | -0.003125 | -0.003363 | -0.00319 | -0.003143 | -0.00302 | -0.00314 | -0.002526 | -0.002227 | -0.001705 | -0.001082 | -0.000595 | 0 | 0.000314 | 0.000698 | 0.001235 | 0.001446 | 0.001596 | 0.001556 | 0.001264 | 0.001068 | 0.000683
-0.00761 | -0.006797 | -0.0058 | -0.004958 | -0.0045 | -0.004372 | -0.003978 | -0.003349 | -0.00305 | -0.003142 | -0.003064 | -0.002944 | -0.002792 | -0.002828 | -0.003102 | -0.003084 | -0.002953 | -0.002832 | -0.002814 | -0.002577 | -0.002298 | -0.00201 | -0.001724 | -0.000964 | -0.000602 | 0 | 0.000445 | 0.001087 | 0.001544 | 0.001675 | 0.001698 | 0.0018 | 0.001688 | 0.001458 | 0.000865
-0.008852 | -0.008123 | -0.007001 | -0.006171 | -0.005478 | -0.005128 | -0.004804 | -0.004162 | -0.003682 | -0.00348 | -0.003671 | -0.003456 | -0.003162 | -0.003326 | -0.003431 | -0.00357 | -0.003311 | -0.003266 | -0.003205 | -0.002937 | -0.002452 | -0.002102 | -0.00157 | -0.001031 | -0.000532 | 0 | 0.000548 | 0.001174 | 0.001564 | 0.001755 | 0.001834 | 0.002161 | 0.001766 | 0.001363 | 0.001246
-0.009254 | -0.008261 | -0.006775 | -0.005849 | -0.005215 | -0.004895 | -0.004541 | -0.0042 | -0.003879 | -0.003705 | -0.003776 | -0.003507 | -0.003419 | -0.003363 | -0.003566 | -0.003635 | -0.003397 | -0.00328 | -0.003154 | -0.003158 | -0.002658 | -0.002299 | -0.00175 | -0.00111 | -0.000573 | 0 | 0.000435 | 0.000899 | 0.001423 | 0.001542 | 0.001841 | 0.001845 | 0.001698 | 0.001321 | 0.001091
-0.009004 | -0.008005 | -0.006787 | -0.005954 | -0.005397 | -0.005138 | -0.004665 | -0.004021 | -0.003613 | -0.00355 | -0.003586 | -0.003474 | -0.00324 | -0.003243 | -0.003371 | -0.003462 | -0.003208 | -0.002971 | -0.003014 | -0.002757 | -0.002466 | -0.002136 | -0.001718 | -0.001035 | -0.000585 | 0 | 0.000548 | 0.001106 | 0.001572 | 0.00172 | 0.001874 | 0.001997 | 0.001778 | 0.001579 | 0.001123
-0.009984 | -0.009056 | -0.007475 | -0.006653 | -0.005992 | -0.005418 | -0.005074 | -0.004577 | -0.004203 | -0.004121 | -0.004055 | -0.003739 | -0.003655 | -0.003546 | -0.00372 | -0.0037 | -0.003532 | -0.00346 | -0.003299 | -0.003247 | -0.002703 | -0.002172 | -0.00169 | -0.001118 | -0.000555 | 0 | 0.00048 | 0.000938 | 0.001479 | 0.001587 | 0.001891 | 0.001943 | 0.001717 | 0.001362 | 0.001182
-0.009592 | -0.008372 | -0.006762 | -0.005822 | -0.005151 | -0.004913 | -0.004483 | -0.004078 | -0.003826 | -0.003626 | -0.003655 | -0.00351 | -0.003387 | -0.003314 | -0.003402 | -0.003483 | -0.003257 | -0.003215 | -0.003121 | -0.003088 | -0.002695 | -0.002235 | -0.001754 | -0.001026 | -0.000578 | 0 | 0.000414 | 0.000868 | 0.001335 | 0.001502 | 0.001724 | 0.001851 | 0.00162 | 0.001196 | 0.000893
-0.010278 | -0.009041 | -0.007323 | -0.006399 | -0.005729 | -0.005334 | -0.004848 | -0.004283 | -0.003915 | -0.003821 | -0.003806 | -0.003545 | -0.003329 | -0.003349 | -0.003501 | -0.003368 | -0.00318 | -0.003107 | -0.002998 | -0.002722 | -0.002505 | -0.002083 | -0.001614 | -0.000947 | -0.000561 | 0 | 0.000493 | 0.000939 | 0.001456 | 0.00148 | 0.001723 | 0.00188 | 0.001663 | 0.001337 | 0.001001
-0.010832 | -0.00952 | -0.007578 | -0.006583 | -0.005876 | -0.005332 | -0.004955 | -0.004462 | -0.004315 | -0.004025 | -0.004062 | -0.003877 | -0.003642 | -0.003637 | -0.003706 | -0.003721 | -0.003475 | -0.003439 | -0.003332 | -0.003334 | -0.002805 | -0.00234 | -0.001752 | -0.001126 | -0.00061 | 0 | 0.000282 | 0.000739 | 0.001135 | 0.001198 | 0.001444 | 0.001636 | 0.001264 | 0.000998 | 0.000657
-0.009963 | -0.008465 | -0.006553 | -0.005516 | -0.004923 | -0.004589 | -0.004203 | -0.003847 | -0.00348 | -0.00348 | -0.003412 | -0.003254 | -0.003061 | -0.003004 | -0.003084 | -0.003065 | -0.002904 | -0.002863 | -0.002741 | -0.002627 | -0.002398 | -0.002079 | -0.001625 | -0.000924 | -0.000569 | 0 | 0.000318 | 0.00075 | 0.001009 | 0.001211 | 0.001418 | 0.001414 | 0.001276 | 0.00095 | 0.000408
-0.010318 | -0.008895 | -0.006945 | -0.005944 | -0.005206 | -0.004729 | -0.004239 | -0.003804 | -0.003476 | -0.003357 | -0.00336 | -0.003154 | -0.002889 | -0.002892 | -0.002942 | -0.00293 | -0.002807 | -0.002662 | -0.002645 | -0.002511 | -0.002207 | -0.001867 | -0.001375 | -0.000822 | -0.000441 | 0 | 0.000448 | 0.000754 | 0.001081 | 0.001136 | 0.001261 | 0.001437 | 0.001096 | 0.000746 | 0.000443
-0.010393 | -0.008744 | -0.006341 | -0.005188 | -0.004557 | -0.004054 | -0.003694 | -0.003363 | -0.003168 | -0.003014 | -0.003068 | -0.002877 | -0.002723 | -0.002609 | -0.002784 | -0.002835 | -0.002645 | -0.002545 | -0.002526 | -0.002649 | -0.002293 | -0.001895 | -0.001459 | -0.000889 | -0.000448 | 0 | 0.000202 | 0.000449 | 0.000693 | 0.000698 | 0.00088 | 0.001023 | 0.000629 | 0.000306 | -3.6e-05
-0.00983 | -0.00811 | -0.005899 | -0.004852 | -0.004195 | -0.003886 | -0.003326 | -0.003045 | -0.0027 | -0.002689 | -0.002586 | -0.002494 | -0.002283 | -0.002199 | -0.002234 | -0.002279 | -0.002093 | -0.002064 | -0.002011 | -0.001899 | -0.001878 | -0.001556 | -0.00123 | -0.000648 | -0.000419 | 0 | 0.000272 | 0.000499 | 0.000746 | 0.000723 | 0.000802 | 0.000796 | 0.000587 | 0.000235 | -0.000384
-0.010377 | -0.008669 | -0.006206 | -0.005046 | -0.004309 | -0.00362 | -0.00324 | -0.002912 | -0.002643 | -0.002599 | -0.002536 | -0.002342 | -0.002108 | -0.002051 | -0.00213 | -0.002146 | -0.002044 | -0.001957 | -0.001972 | -0.001985 | -0.001721 | -0.001479 | -0.001071 | -0.000639 | -0.000315 | 0 | 0.000221 | 0.000368 | 0.000467 | 0.000409 | 0.000554 | 0.000632 | 0.000226 | -0.000127 | -0.000535
-0.009563 | -0.007694 | -0.005086 | -0.003916 | -0.003234 | -0.002755 | -0.002396 | -0.002155 | -0.002011 | -0.001983 | -0.001976 | -0.001745 | -0.001589 | -0.001547 | -0.001582 | -0.001635 | -0.001537 | -0.0015 | -0.001544 | -0.001654 | -0.001458 | -0.001237 | -0.000952 | -0.000502 | -0.000279 | 0 | 0.000132 | 0.000232 | 0.000239 | 0.000158 | 0.000241 | 0.000231 | -0.000119 | -0.000472 | -0.001017
-0.009578 | -0.00766 | -0.005112 | -0.003966 | -0.003229 | -0.002743 | -0.002284 | -0.002047 | -0.001813 | -0.001776 | -0.001662 | -0.001573 | -0.001358 | -0.001288 | -0.001332 | -0.001304 | -0.00116 | -0.001211 | -0.001274 | -0.001171 | -0.00117 | -0.000992 | -0.00076 | -0.000377 | -0.000235 | 0 | 0.00014 | 0.00025 | 0.000174 | 5.6e-05 | -1.1e-05 | 0.000104 | -0.000318 | -0.000735 | -0.001218
-0.009439 | -0.007568 | -0.004829 | -0.00367 | -0.002886 | -0.002334 | -0.001881 | -0.001713 | -0.00162 | -0.001583 | -0.001548 | -0.00129 | -0.001157 | -0.001105 | -0.001207 | -0.001202 | -0.00115 | -0.001078 | -0.001174 | -0.001314 | -0.00109 | -0.000902 | -0.000678 | -0.000405 | -0.000172 | 0 | 4e-05 | -1.3e-05 | -1.8e-05 | -0.000287 | -0.000243 | -0.000182 | -0.000631 | -0.001053 | -0.001465
-0.008333 | -0.006515 | -0.003943 | -0.002805 | -0.002134 | -0.001735 | -0.001465 | -0.001287 | -0.001174 | -0.001188 | -0.001125 | -0.000998 | -0.000862 | -0.000771 | -0.000888 | -0.000868 | -0.000815 | -0.00082 | -0.000818 | -0.000944 | -0.000887 | -0.000756 | -0.000572 | -0.000229 | -0.00012 | 0 | 4.3e-05 | -4.7e-05 | -0.000179 | -0.00033 | -0.000458 | -0.000558 | -0.00089 | -0.001284 | -0.001824
-0.008188 | -0.006489 | -0.004035 | -0.002976 | -0.002255 | -0.001784 | -0.001465 | -0.001277 | -0.001214 | -0.001245 | -0.001188 | -0.001081 | -0.000868 | -0.000868 | -0.000906 | -0.000871 | -0.00083 | -0.00088 | -0.000931 | -0.000906 | -0.000876 | -0.000737 | -0.000534 | -0.000254 | -0.000175 | 0 | -2e-06 | -8.3e-05 | -0.000179 | -0.000466 | -0.000555 | -0.000613 | -0.001004 | -0.001464 | -0.001949
-0.007984 | -0.006387 | -0.003881 | -0.002899 | -0.002258 | -0.001731 | -0.001488 | -0.001424 | -0.00149 | -0.001468 | -0.001453 | -0.001272 | -0.001162 | -0.00106 | -0.001143 | -0.001161 | -0.001107 | -0.001044 | -0.001096 | -0.001261 | -0.001113 | -0.000896 | -0.000671 | -0.000328 | -0.000164 | 0 | -7.7e-05 | -0.000186 | -0.000394 | -0.000623 | -0.000684 | -0.000723 | -0.001171 | -0.001585 | -0.002063
-0.006917 | -0.005537 | -0.003378 | -0.002522 | -0.00203 | -0.001733 | -0.001498 | -0.001504 | -0.001513 | -0.001585 | -0.001571 | -0.001488 | -0.001369 | -0.001299 | -0.001314 | -0.001352 | -0.001275 | -0.0013 | -0.001326 | -0.001328 | -0.001274 | -0.001078 | -0.000805 | -0.000382 | -0.000232 | 0 | -4.3e-05 | -0.00014 | -0.000321 | -0.000547 | -0.000656 | -0.000776 | -0.001076 | -0.001553 | -0.002118
-0.006805 | -0.005611 | -0.003629 | -0.002815 | -0.00228 | -0.001909 | -0.001739 | -0.001768 | -0.001793 | -0.001889 | -0.001926 | -0.001827 | -0.001651 | -0.001656 | -0.001676 | -0.001675 | -0.001604 | -0.001577 | -0.001607 | -0.00157 | -0.001433 | -0.00119 | -0.000853 | -0.000432 | -0.000194 | 0 | 4.3e-05 | -4.8e-05 | -0.000216 | -0.000434 | -0.000518 | -0.000531 | -0.000947 | -0.001355 | -0.001891
-0.006511 | -0.005325 | -0.003351 | -0.002638 | -0.002211 | -0.001936 | -0.001793 | -0.001929 | -0.002072 | -0.002204 | -0.002238 | -0.002176 | -0.002073 | -0.001993 | -0.002083 | -0.002121 | -0.001993 | -0.001973 | -0.001935 | -0.002013 | -0.001788 | -0.001481 | -0.001061 | -0.00053 | -0.000271 | 0 | 4.2e-05 | -3.7e-05 | -0.000193 | -0.000342 | -0.000413 | -0.000467 | -0.000774 | -0.001203 | -0.001711
-0.005091 | -0.004564 | -0.00341 | -0.003011 | -0.002811 | -0.002746 | -0.00276 | -0.003009 | -0.003234 | -0.00345 | -0.003589 | -0.003607 | -0.003587 | -0.003576 | -0.003575 | -0.003558 | -0.003373 | -0.003303 | -0.003188 | -0.003053 | -0.002709 | -0.002105 | -0.001436 | -0.000701 | -0.000345 | 0 | 0.000106 | 0.000193 | 0.000171 | 2.8e-05 | 5.5e-05 | 0.000143 | -0.000227 | -0.000602 | -0.001125
-0.004944 | -0.004524 | -0.003451 | -0.003135 | -0.002898 | -0.002754 | -0.002814 | -0.003042 | -0.003294 | -0.003478 | -0.003562 | -0.003508 | -0.003446 | -0.003457 | -0.003508 | -0.003477 | -0.003342 | -0.00323 | -0.003113 | -0.002955 | -0.002608 | -0.002052 | -0.001359 | -0.000694 | -0.000311 | 0 | 0.00019 | 0.000233 | 0.000201 | 2.5e-05 | 8e-05 | 6.8e-05 | -0.000215 | -0.00058 | -0.00108
-0.005431 | -0.004858 | -0.003533 | -0.003042 | -0.002791 | -0.002624 | -0.002721 | -0.002956 | -0.003245 | -0.003447 | -0.003567 | -0.003587 | -0.003524 | -0.003481 | -0.003508 | -0.003495 | -0.003356 | -0.00323 | -0.003206 | -0.003042 | -0.002664 | -0.002083 | -0.001413 | -0.000674 | -0.000316 | 0 | 0.00014 | 0.000112 | 3.9e-05 | -4.8e-05 | -1e-06 | 0.000126 | -0.000189 | -0.000608 | -0.001082
-0.004835 | -0.004258 | -0.003028 | -0.002643 | -0.002434 | -0.002327 | -0.002358 | -0.002654 | -0.002933 | -0.003157 | -0.003254 | -0.003271 | -0.003204 | -0.003197 | -0.003257 | -0.003238 | -0.003065 | -0.003019 | -0.002905 | -0.002766 | -0.002471 | -0.001916 | -0.001311 | -0.00061 | -0.000294 | 0 | 0.00013 | 0.000138 | 5.6e-05 | -3.5e-05 | -2.5e-05 | 6.1e-05 | -0.000263 | -0.000661 | -0.001212
-0.005628 | -0.004937 | -0.003532 | -0.003012 | -0.002725 | -0.00253 | -0.002536 | -0.002799 | -0.00308 | -0.003273 | -0.003359 | -0.003308 | -0.003224 | -0.003187 | -0.003227 | -0.003177 | -0.003073 | -0.002983 | -0.002904 | -0.002768 | -0.002434 | -0.001907 | -0.001281 | -0.000625 | -0.000283 | 0 | 0.000135 | 0.000118 | 2.9e-05 | -0.000129 | -4e-05 | 0 | -0.000286 | -0.000737 | -0.001185
-0.005031 | -0.004341 | -0.002813 | -0.002372 | -0.002112 | -0.001949 | -0.002031 | -0.002367 | -0.00269 | -0.002937 | -0.003043 | -0.003044 | -0.00296 | -0.002976 | -0.002982 | -0.002981 | -0.002822 | -0.002751 | -0.002709 | -0.002641 | -0.002322 | -0.001819 | -0.001267 | -0.000601 | -0.000299 | 0 | 6.5e-05 | 2.8e-05 | -0.000127 | -0.000215 | -0.000166 | -0.000113 | -0.00042 | -0.00084 | -0.001345
-0.005704 | -0.00492 | -0.003282 | -0.002772 | -0.002443 | -0.002247 | -0.002206 | -0.002457 | -0.002722 | -0.002931 | -0.003015 | -0.002979 | -0.002912 | -0.002868 | -0.002894 | -0.002806 | -0.00272 | -0.002672 | -0.002599 | -0.002507 | -0.002224 | -0.001789 | -0.001215 | -0.000606 | -0.000323 | 0 | 6.9e-05 | 3e-06 | -0.000105 | -0.00026 | -0.000214 | -0.000166 | -0.000516 | -0.000913 | -0.001389
-0.005114 | -0.004395 | -0.002775 | -0.002204 | -0.00193 | -0.0017 | -0.001715 | -0.00211 | -0.002397 | -0.002604 | -0.002681 | -0.002683 | -0.002595 | -0.0026 | -0.002618 | -0.00257 | -0.002484 | -0.00239 | -0.002307 | -0.002263 | -0.002006 | -0.001632 | -0.001079 | -0.000508 | -0.000222 | 0 | 5.4e-05 | -2.6e-05 | -0.00019 | -0.000339 | -0.000307 | -0.00026 | -0.000589 | -0.000987 | -0.001476
-0.005218 | -0.004395 | -0.002707 | -0.002127 | -0.001787 | -0.001549 | -0.001597 | -0.001905 | -0.002198 | -0.002457 | -0.002524 | -0.002482 | -0.002422 | -0.002437 | -0.00243 | -0.002369 | -0.00228 | -0.002261 | -0.002236 | -0.002202 | -0.001973 | -0.001507 | -0.001051 | -0.000514 | -0.000267 | 0 | 4.4e-05 | -7.8e-05 | -0.00028 | -0.000434 | -0.000457 | -0.000376 | -0.000662 | -0.00112 | -0.001643
-0.005803 | -0.004916 | -0.003046 | -0.00243 | -0.002061 | -0.001763 | -0.001735 | -0.002087 | -0.002284 | -0.002566 | -0.00259 | -0.002582 | -0.002442 | -0.002439 | -0.002415 | -0.002392 | -0.002258 | -0.00223 | -0.002205 | -0.002201 | -0.001987 | -0.001595 | -0.001055 | -0.000521 | -0.000281 | 0 | 1.9e-05 | -8.9e-05 | -0.000307 | -0.000478 | -0.000457 | -0.000444 | -0.000754 | -0.001173 | -0.001672
-0.005116 | -0.004219 | -0.002443 | -0.001812 | -0.001423 | -0.00119 | -0.00122 | -0.001511 | -0.001882 | -0.00209 | -0.002205 | -0.002128 | -0.002029 | -0.002046 | -0.002057 | -0.002058 | -0.001977 | -0.001975 | -0.001961 | -0.001927 | -0.001732 | -0.001361 | -0.000943 | -0.000443 | -0.000217 | 0 | -3.9e-05 | -0.000156 | -0.000379 | -0.000558 | -0.000593 | -0.000556 | -0.000878 | -0.001281 | -0.001813
-0.005941 | -0.004894 | -0.002878 | -0.002153 | -0.001761 | -0.001487 | -0.001456 | -0.001748 | -0.00211 | -0.0023 | -0.002313 | -0.00222 | -0.002124 | -0.002063 | -0.002021 | -0.001992 | -0.001891 | -0.001883 | -0.001851 | -0.001829 | -0.001676 | -0.001368 | -0.000939 | -0.000461 | -0.000207 | 0 | -2e-05 | -0.000187 | -0.000417 | -0.00062 | -0.000624 | -0.000602 | -0.000901 | -0.001358 | -0.001849
-0.006127 | -0.00505 | -0.003035 | -0.002299 | -0.001877 | -0.001545 | -0.001526 | -0.001812 | -0.00205 | -0.002253 | -0.002296 | -0.002279 | -0.002127 | -0.002069 | -0.002061 | -0.002023 | -0.00191 | -0.00189 | -0.00189 | -0.001863 | -0.001705 | -0.00136 | -0.000972 | -0.000445 | -0.000248 | 0 | -2.2e-05 | -0.000196 | -0.000416 | -0.000648 | -0.000691 | -0.000636 | -0.000964 | -0.001377 | -0.001887
-0.005412 | -0.004367 | -0.002379 | -0.001661 | -0.001251 | -0.000947 | -0.000903 | -0.001204 | -0.001473 | -0.001666 | -0.001737 | -0.001619 | -0.001511 | -0.0015 | -0.001505 | -0.001535 | -0.001415 | -0.001477 | -0.001469 | -0.001484 | -0.001386 | -0.001085 | -0.000793 | -0.000347 | -0.000195 | 0 | -7.3e-05 | -0.000299 | -0.000514 | -0.000743 | -0.000847 | -0.000769 | -0.001146 | -0.00155 | -0.002023
-0.006422 | -0.005192 | -0.002922 | -0.002122 | -0.001665 | -0.001328 | -0.001296 | -0.001536 | -0.0018 | -0.001998 | -0.001981 | -0.001912 | -0.001751 | -0.001708 | -0.001693 | -0.001643 | -0.001568 | -0.00155 | -0.001578 | -0.001608 | -0.001438 | -0.001157 | -0.000801 | -0.000376 | -0.000184 | 0 | -5.1e-05 | -0.000289 | -0.00054 | -0.000759 | -0.000818 | -0.000819 | -0.001112 | -0.001572 | -0.002012
-0.00623 | -0.005056 | -0.002869 | -0.002083 | -0.001615 | -0.001271 | -0.001234 | -0.001501 | -0.001694 | -0.001887 | -0.001925 | -0.001784 | -0.001662 | -0.00157 | -0.001563 | -0.00152 | -0.0014 | -0.001435 | -0.001436 | -0.001469 | -0.001355 | -0.001082 | -0.000801 | -0.000317 | -0.000192 | 0 | -5.8e-05 | -0.000254 | -0.000515 | -0.000726 | -0.000863 | -0.000823 | -0.001157 | -0.001586 | -0.002078
-0.006027 | -0.004949 | -0.002847 | -0.002028 | -0.001506 | -0.00117 | -0.001039 | -0.001298 | -0.001512 | -0.001688 | -0.001709 | -0.001558 | -0.001423 | -0.001377 | -0.00137 | -0.001319 | -0.001247 | -0.001255 | -0.001236 | -0.001275 | -0.001184 | -0.001001 | -0.000653 | -0.000281 | -0.000168 | 0 | -7.2e-05 | -0.00032 | -0.000622 | -0.000859 | -0.00095 | -0.00097 | -0.001292 | -0.00168 | -0.002141
-0.006604 | -0.005289 | -0.002872 | -0.00198 | -0.001488 | -0.001087 | -0.001042 | -0.001258 | -0.001513 | -0.001622 | -0.001625 | -0.001502 | -0.001365 | -0.001268 | -0.001284 | -0.001219 | -0.001127 | -0.001162 | -0.001202 | -0.001247 | -0.001168 | -0.000916 | -0.000663 | -0.000289 | -0.000137 | 0 | -9.3e-05 | -0.000332 | -0.000644 | -0.000916 | -0.000998 | -0.001013 | -0.001304 | -0.001778 | -0.002208
-0.007347 | -0.006088 | -0.003716 | -0.002767 | -0.00223 | -0.001775 | -0.001601 | -0.00178 | -0.001964 | -0.002066 | -0.002039 | -0.001867 | -0.001628 | -0.001559 | -0.001484 | -0.001421 | -0.001244 | -0.001286 | -0.001282 | -0.001274 | -0.001184 | -0.000976 | -0.000714 | -0.00029 | -0.000187 | 0 | -9.3e-05 | -0.000342 | -0.000586 | -0.000867 | -0.001003 | -0.000981 | -0.001278 | -0.001739 | -0.002251
-0.00648 | -0.005225 | -0.002862 | -0.001988 | -0.001435 | -0.001028 | -0.00092 | -0.0011 | -0.001326 | -0.00142 | -0.00146 | -0.001223 | -0.001052 | -0.001079 | -0.00098 | -0.000947 | -0.000935 | -0.000918 | -0.000967 | -0.001051 | -0.000912 | -0.000755 | -0.000494 | -0.000239 | -0.000126 | 0 | -0.000163 | -0.000435 | -0.000708 | -0.000975 | -0.001148 | -0.00112 | -0.001493 | -0.001867 | -0.00231
-0.006171 | -0.004973 | -0.002669 | -0.001794 | -0.001329 | -0.0009 | -0.000789 | -0.001027 | -0.001225 | -0.001301 | -0.001274 | -0.001145 | -0.000964 | -0.000797 | -0.000794 | -0.000767 | -0.000763 | -0.000693 | -0.000775 | -0.000916 | -0.000847 | -0.000681 | -0.000539 | -0.000215 | -9.6e-05 | 0 | -0.000165 | -0.000411 | -0.000794 | -0.001055 | -0.001125 | -0.001226 | -0.001519 | -0.001977 | -0.002442
-0.007197 | -0.005796 | -0.003339 | -0.002376 | -0.001719 | -0.001304 | -0.001084 | -0.001192 | -0.001286 | -0.001479 | -0.001385 | -0.0012 | -0.000962 | -0.000935 | -0.000846 | -0.000782 | -0.000609 | -0.000758 | -0.000788 | -0.000808 | -0.000765 | -0.000613 | -0.000439 | -0.000118 | -0.000116 | 0 | -0.000139 | -0.000387 | -0.000691 | -0.000941 | -0.001131 | -0.001178 | -0.00148 | -0.001903 | -0.002404
-0.007435 | -0.006076 | -0.003536 | -0.002494 | -0.001862 | -0.001339 | -0.001153 | -0.001286 | -0.001457 | -0.001419 | -0.001444 | -0.001148 | -0.000961 | -0.000862 | -0.00077 | -0.000747 | -0.000693 | -0.000663 | -0.000728 | -0.000841 | -0.00069 | -0.000603 | -0.000402 | -0.000184 | -9.7e-05 | 0 | -0.000178 | -0.000468 | -0.000767 | -0.001064 | -0.001195 | -0.001249 | -0.001582 | -0.001978 | -0.002446
-0.005946 | -0.004652 | -0.002338 | -0.001454 | -0.00093 | -0.000556 | -0.000399 | -0.000485 | -0.000645 | -0.000818 | -0.000667 | -0.00053 | -0.000338 | -0.000234 | -0.000233 | -0.000149 | -0.000117 | -0.000132 | -0.000234 | -0.000362 | -0.000455 | -0.000319 | -0.000304 | -7.4e-05 | -6.6e-05 | 0 | -0.000152 | -0.000407 | -0.000807 | -0.001135 | -0.001301 | -0.001404 | -0.001574 | -0.002056 | -0.002626
-0.006147 | -0.00489 | -0.002632 | -0.001663 | -0.000987 | -0.000548 | -0.000322 | -0.00052 | -0.000517 | -0.000632 | -0.000607 | -0.000375 | -0.000113 | -0.000141 | -5.7e-05 | -1.2e-05 | 8.8e-05 | -9.3e-05 | -0.000234 | -0.000258 | -0.000206 | -0.000201 | -0.000174 | 7e-06 | -6.5e-05 | 0 | -0.000166 | -0.000463 | -0.000756 | -0.00109 | -0.001252 | -0.001267 | -0.001754 | -0.002103 | -0.00253
-0.005771 | -0.004504 | -0.002115 | -0.001105 | -0.000552 | -7.9e-05 | 8.7e-05 | -1e-06 | -0.000213 | -0.000198 | -0.00021 | 5.9e-05 | 0.000187 | 0.000214 | 0.000334 | 0.000314 | 0.000294 | 0.000244 | 0.000185 | -0.000178 | -4.2e-05 | -0.000118 | -7.2e-05 | 2e-05 | -1.3e-05 | 0 | -0.000267 | -0.000517 | -0.000841 | -0.001256 | -0.001439 | -0.001461 | -0.00185 | -0.002241 | -0.002718
-0.005708 | -0.00435 | -0.001973 | -0.001003 | -0.000455 | -2.7e-05 | 0.000138 | 8.9e-05 | 4.6e-05 | -2.4e-05 | 3.5e-05 | 0.000252 | 0.000437 | 0.000575 | 0.000571 | 0.000572 | 0.000638 | 0.000561 | 0.000324 | 0.000332 | 9.5e-05 | 0.000102 | -3e-05 | 7.5e-05 | -2.1e-05 | 0 | -0.000169 | -0.000445 | -0.000807 | -0.001119 | -0.001372 | -0.001487 | -0.001688 | -0.002201 | -0.002729
-0.006487 | -0.005094 | -0.002583 | -0.00149 | -0.000793 | -0.000196 | 9e-06 | -0.000111 | -3.7e-05 | -0.000124 | -0.000107 | 0.000168 | 0.000432 | 0.000353 | 0.000483 | 0.000538 | 0.00056 | 0.000477 | 0.000301 | 9.4e-05 | 0.000164 | 6.1e-05 | 5.3e-05 | 6.2e-05 | -1.4e-05 | 0 | -0.000236 | -0.000528 | -0.000739 | -0.001168 | -0.001359 | -0.001366 | -0.001852 | -0.00224 | -0.002595
-0.004883 | -0.003632 | -0.001321 | -0.000356 | 0.000249 | 0.000634 | 0.000831 | 0.000792 | 0.000636 | 0.00054 | 0.000536 | 0.000909 | 0.000977 | 0.001158 | 0.00116 | 0.001048 | 0.00107 | 0.001058 | 0.000833 | 0.000483 | 0.000427 | 0.000288 | 0.000176 | 0.000149 | -1e-06 | 0 | -0.000262 | -0.000446 | -0.000876 | -0.001259 | -0.001503 | -0.001598 | -0.001927 | -0.002287 | -0.002759
-0.004595 | -0.003368 | -0.001211 | -0.000246 | 0.000346 | 0.000692 | 0.000853 | 0.000803 | 0.000902 | 0.000814 | 0.000895 | 0.001002 | 0.001222 | 0.001277 | 0.001302 | 0.001309 | 0.001372 | 0.001224 | 0.00096 | 0.000852 | 0.000665 | 0.000473 | 0.00022 | 0.000274 | 1.3e-05 | 0 | -0.000127 | -0.000474 | -0.000667 | -0.001093 | -0.001324 | -0.00152 | -0.001821 | -0.00219 | -0.002777
-0.00504 | -0.003857 | -0.001599 | -0.000664 | 1.9e-05 | 0.000591 | 0.000715 | 0.000614 | 0.000599 | 0.000637 | 0.000531 | 0.000808 | 0.001043 | 0.000957 | 0.001135 | 0.001109 | 0.001055 | 0.001 | 0.000805 | 0.000603 | 0.000532 | 0.000398 | 0.000256 | 0.000128 | -2.6e-05 | 0 | -0.000245 | -0.000555 | -0.000802 | -0.001252 | -0.00153 | -0.001447 | -0.002045 | -0.00238 | -0.002741
-0.004166 | -0.002972 | -0.000826 | 0.000103 | 0.000654 | 0.000945 | 0.001155 | 0.001107 | 0.001062 | 0.001049 | 0.001085 | 0.001192 | 0.001384 | 0.001494 | 0.001511 | 0.001493 | 0.001436 | 0.001376 | 0.001201 | 0.000872 | 0.00071 | 0.000614 | 0.000253 | 0.000211 | 9e-06 | 0 | -0.000256 | -0.000465 | -0.00082 | -0.001217 | -0.001419 | -0.001676 | -0.001978 | -0.0024 | -0.002823
-0.004894 | -0.003662 | -0.001503 | -0.00059 | 2.8e-05 | 0.000396 | 0.000697 | 0.000682 | 0.000683 | 0.000718 | 0.000691 | 0.000883 | 0.001138 | 0.001103 | 0.001207 | 0.001218 | 0.001336 | 0.001161 | 0.000868 | 0.000829 | 0.00072 | 0.000536 | 0.000256 | 0.000319 | 6.6e-05 | 0 | -0.000126 | -0.00048 | -0.000643 | -0.001016 | -0.001372 | -0.001447 | -0.001763 | -0.002214 | -0.002693
-0.004653 | -0.003518 | -0.001423 | -0.000537 | 0.000125 | 0.000574 | 0.000748 | 0.000595 | 0.000527 | 0.000658 | 0.000486 | 0.000774 | 0.000933 | 0.00087 | 0.00098 | 0.000937 | 0.001029 | 0.000896 | 0.00069 | 0.000434 | 0.000453 | 0.000438 | 0.000275 | 0.000236 | -2.7e-05 | 0 | -0.000339 | -0.000563 | -0.000788 | -0.001332 | -0.001522 | -0.001537 | -0.00215 | -0.002512 | -0.00285
-0.004593 | -0.003482 | -0.001583 | -0.000683 | -0.000222 | 0.000124 | 0.000333 | 0.000329 | 0.000353 | 0.000267 | 0.000393 | 0.000517 | 0.000782 | 0.000805 | 0.00081 | 0.000917 | 0.000837 | 0.000778 | 0.000584 | 0.000471 | 0.000356 | 0.000336 | 0.000111 | 0.000142 | 5e-06 | 0 | -0.000197 | -0.000487 | -0.000714 | -0.001193 | -0.001496 | -0.001573 | -0.001786 | -0.002251 | -0.002768
-0.005162 | -0.004015 | -0.002073 | -0.001264 | -0.000605 | -0.000255 | -0.00015 | -0.000125 | -5.2e-05 | -0.000149 | -8.2e-05 | 9e-06 | 0.000295 | 0.000328 | 0.000348 | 0.000343 | 0.000602 | 0.000341 | 0.000195 | 6.2e-05 | 0.000203 | 0.000193 | -3e-05 | 8e-05 | -2.4e-05 | 0 | -0.000184 | -0.000564 | -0.00063 | -0.001131 | -0.0014 | -0.001315 | -0.001949 | -0.00231 | -0.002588
-0.005078 | -0.004063 | -0.002193 | -0.001368 | -0.000672 | -0.000369 | -0.000182 | -0.000259 | -0.000282 | -0.000345 | -0.000456 | -0.000117 | 4.7e-05 | 7e-06 | 0.000157 | 0.000172 | 6.6e-05 | 0.000133 | -0.000129 | -0.000241 | -0.000146 | -6.2e-05 | -8.6e-05 | 4.6e-05 | -0.000118 | 0 | -0.000383 | -0.000476 | -0.000666 | -0.001219 | -0.001212 | -0.001306 | -0.001838 | -0.002189 | -0.00256