## Moorings
Mooring OOIBARCODE | Ref Des | Serial Number | Deployment Number | Anchor Launch Date | Anchor Launch Time | Recover Date | Latitude | Longitude | Water Depth | Cruise Number | Notes
CGMCE-04OSSM-00003 | CE04OSSM | CE04OSSM-00003 | 3 | 2016-10-01 | 0:44 |  | 44.3811 | -124.9559 | 585 | AT37-03 |  | 44.3811 | -124.9559

## Asset_Cal_Info
Ref Des | Mooring OOIBARCODE | Mooring Serial Number | Deployment Number | Sensor OOIBARCODE | Sensor Serial Number | Calibration Cofficient Name | Calibration Cofficient Value | Notes
CE04OSSM-SBD11-02-HYDGN0000 | CGMCE-04OSSM-00003 | CE04OSSM-00003 | 3 | CGINS-HYDGNA-49835 | M2A49835 | No Calibration Coefficient
CE04OSSM-SBD12-03-HYDGN0000 | CGMCE-04OSSM-00003 | CE04OSSM-00003 | 3 | CGINS-HYDGNA-49850 | M2A49850 | No Calibration Coefficient
CE04OSSM-SBD11-06-METBKA000 | CGMCE-04OSSM-00003 | CE04OSSM-00003 | 3 | CGINS-METBKA-00018 | LGR018 | CC_lat | 44.3811
CE04OSSM-SBD11-06-METBKA000 | CGMCE-04OSSM-00003 | CE04OSSM-00003 | 3 | CGINS-METBKA-00018 | LGR018 | CC_lon | -124.9559
CE04OSSM-SBD11-06-METBKA000 | CGMCE-04OSSM-00003 | CE04OSSM-00003 | 3 | CGINS-METBKA-00018 | LGR018 | CC_depth_of_conductivity_and_temperature_measurements_m | 1.168
CE04OSSM-SBD11-06-METBKA000 | CGMCE-04OSSM-00003 | CE04OSSM-00003 | 3 | CGINS-METBKA-00018 | LGR018 | CC_height_of_air_humidity_measurement_m | 4.029
CE04OSSM-SBD11-06-METBKA000 | CGMCE-04OSSM-00003 | CE04OSSM-00003 | 3 | CGINS-METBKA-00018 | LGR018 | CC_height_of_air_temperature_measurement_m | 4.029
CE04OSSM-SBD11-06-METBKA000 | CGMCE-04OSSM-00003 | CE04OSSM-00003 | 3 | CGINS-METBKA-00018 | LGR018 | CC_height_of_windspeed_sensor_above_sealevel_m | 4.454
CE04OSSM-SBD11-06-METBKA000 | CGMCE-04OSSM-00003 | CE04OSSM-00003 | 3 | CGINS-METBKA-00018 | LGR018 | CC_jcool | 1 | Constant.
CE04OSSM-SBD11-06-METBKA000 | CGMCE-04OSSM-00003 | CE04OSSM-00003 | 3 | CGINS-METBKA-00018 | LGR018 | CC_jwarm | 1 | Constant.
CE04OSSM-SBD11-06-METBKA000 | CGMCE-04OSSM-00003 | CE04OSSM-00003 | 3 | CGINS-METBKA-00018 | LGR018 | CC_zinvpbl | 600 | Constant.
CE04OSSM-SBD11-01-MOPAK0000 | CGMCE-04OSSM-00003 | CE04OSSM-00003 | 3 | CGINS-MOPAKA-11838 | 6223-4220-11838 | No Calibration Coefficient
CE04OSSM-SBD12-04-PCO2AA000 | CGMCE-04OSSM-00003 | CE04OSSM-00003 | 3 | CGINS-PCO2AA-35256 | 35-256-50A | No Calibration Coefficient
CE04OSSM-SBD11-04-VELPTA000 | CGMCE-04OSSM-00003 | CE04OSSM-00003 | 3 | CGINS-VELPTA-12737 | 12737 | CC_lat | 44.3811
CE04OSSM-SBD11-04-VELPTA000 | CGMCE-04OSSM-00003 | CE04OSSM-00003 | 3 | CGINS-VELPTA-12737 | 12737 | CC_lon | -124.9559
CE04OSSM-SBD12-05-WAVSSA000 | CGMCE-04OSSM-00003 | CE04OSSM-00003 | 3 | CGINS-WAVSSA-05301 | TAS05301 | CC_lat | 44.3811
CE04OSSM-SBD12-05-WAVSSA000 | CGMCE-04OSSM-00003 | CE04OSSM-00003 | 3 | CGINS-WAVSSA-05301 | TAS05301 | CC_lon | -124.9559
CE04OSSM-RID26-01-ADCPTC000 | CGMCE-04OSSM-00003 | CE04OSSM-00003 | 3 | CGINS-ADCPTC-22114 | 22114 | CC_depth | 7000 | NOT NEEDED FOR ENDURANCE
CE04OSSM-RID26-01-ADCPTC000 | CGMCE-04OSSM-00003 | CE04OSSM-00003 | 3 | CGINS-ADCPTC-22114 | 22114 | CC_lat | 44.3811
CE04OSSM-RID26-01-ADCPTC000 | CGMCE-04OSSM-00003 | CE04OSSM-00003 | 3 | CGINS-ADCPTC-22114 | 22114 | CC_lon | -124.9559
CE04OSSM-RID26-01-ADCPTC000 | CGMCE-04OSSM-00003 | CE04OSSM-00003 | 3 | CGINS-ADCPTC-22114 | 22114 | CC_scale_factor1 | 0.45
CE04OSSM-RID26-01-ADCPTC000 | CGMCE-04OSSM-00003 | CE04OSSM-00003 | 3 | CGINS-ADCPTC-22114 | 22114 | CC_scale_factor2 | 0.45
CE04OSSM-RID26-01-ADCPTC000 | CGMCE-04OSSM-00003 | CE04OSSM-00003 | 3 | CGINS-ADCPTC-22114 | 22114 | CC_scale_factor3 | 0.45
CE04OSSM-RID26-01-ADCPTC000 | CGMCE-04OSSM-00003 | CE04OSSM-00003 | 3 | CGINS-ADCPTC-22114 | 22114 | CC_scale_factor4 | 0.45
CE04OSSM-RID27-03-CTDBPC000 | CGMCE-04OSSM-00003 | CE04OSSM-00003 | 3 | CGINS-CTDBPC-50006 | 16-50006 | CC_lat | 44.3811
CE04OSSM-RID27-03-CTDBPC000 | CGMCE-04OSSM-00003 | CE04OSSM-00003 | 3 | CGINS-CTDBPC-50006 | 16-50006 | CC_lon | -124.9559
CE04OSSM-RID27-03-CTDBPC000 | CGMCE-04OSSM-00003 | CE04OSSM-00003 | 3 | CGINS-CTDBPC-50006 | 16-50006 | CC_a0 | 0.0012816
CE04OSSM-RID27-03-CTDBPC000 | CGMCE-04OSSM-00003 | CE04OSSM-00003 | 3 | CGINS-CTDBPC-50006 | 16-50006 | CC_a1 | 0.00026905
CE04OSSM-RID27-03-CTDBPC000 | CGMCE-04OSSM-00003 | CE04OSSM-00003 | 3 | CGINS-CTDBPC-50006 | 16-50006 | CC_a2 | -7.3153e-07
CE04OSSM-RID27-03-CTDBPC000 | CGMCE-04OSSM-00003 | CE04OSSM-00003 | 3 | CGINS-CTDBPC-50006 | 16-50006 | CC_a3 | 1.6435e-07
CE04OSSM-RID27-03-CTDBPC000 | CGMCE-04OSSM-00003 | CE04OSSM-00003 | 3 | CGINS-CTDBPC-50006 | 16-50006 | CC_ptempa0 | -61.4144
CE04OSSM-RID27-03-CTDBPC000 | CGMCE-04OSSM-00003 | CE04OSSM-00003 | 3 | CGINS-CTDBPC-50006 | 16-50006 | CC_ptempa1 | 54.5258
CE04OSSM-RID27-03-CTDBPC000 | CGMCE-04OSSM-00003 | CE04OSSM-00003 | 3 | CGINS-CTDBPC-50006 | 16-50006 | CC_ptempa2 | -0.33878
CE04OSSM-RID27-03-CTDBPC000 | CGMCE-04OSSM-00003 | CE04OSSM-00003 | 3 | CGINS-CTDBPC-50006 | 16-50006 | CC_ptca0 | 525793.104
CE04OSSM-RID27-03-CTDBPC000 | CGMCE-04OSSM-00003 | CE04OSSM-00003 | 3 | CGINS-CTDBPC-50006 | 16-50006 | CC_ptca1 | 15.2136
CE04OSSM-RID27-03-CTDBPC000 | CGMCE-04OSSM-00003 | CE04OSSM-00003 | 3 | CGINS-CTDBPC-50006 | 16-50006 | CC_ptca2 | -0.40112
CE04OSSM-RID27-03-CTDBPC000 | CGMCE-04OSSM-00003 | CE04OSSM-00003 | 3 | CGINS-CTDBPC-50006 | 16-50006 | CC_ptcb0 | 25.1311
CE04OSSM-RID27-03-CTDBPC000 | CGMCE-04OSSM-00003 | CE04OSSM-00003 | 3 | CGINS-CTDBPC-50006 | 16-50006 | CC_ptcb1 | 0.000625
CE04OSSM-RID27-03-CTDBPC000 | CGMCE-04OSSM-00003 | CE04OSSM-00003 | 3 | CGINS-CTDBPC-50006 | 16-50006 | CC_ptcb2 | 0
CE04OSSM-RID27-03-CTDBPC000 | CGMCE-04OSSM-00003 | CE04OSSM-00003 | 3 | CGINS-CTDBPC-50006 | 16-50006 | CC_pa0 | 0.067258
CE04OSSM-RID27-03-CTDBPC000 | CGMCE-04OSSM-00003 | CE04OSSM-00003 | 3 | CGINS-CTDBPC-50006 | 16-50006 | CC_pa1 | 0.00048766
CE04OSSM-RID27-03-CTDBPC000 | CGMCE-04OSSM-00003 | CE04OSSM-00003 | 3 | CGINS-CTDBPC-50006 | 16-50006 | CC_pa2 | -5.7534e-12
CE04OSSM-RID27-03-CTDBPC000 | CGMCE-04OSSM-00003 | CE04OSSM-00003 | 3 | CGINS-CTDBPC-50006 | 16-50006 | CC_g | -0.96949
CE04OSSM-RID27-03-CTDBPC000 | CGMCE-04OSSM-00003 | CE04OSSM-00003 | 3 | CGINS-CTDBPC-50006 | 16-50006 | CC_h | 0.1398
CE04OSSM-RID27-03-CTDBPC000 | CGMCE-04OSSM-00003 | CE04OSSM-00003 | 3 | CGINS-CTDBPC-50006 | 16-50006 | CC_i | -0.00027238
CE04OSSM-RID27-03-CTDBPC000 | CGMCE-04OSSM-00003 | CE04OSSM-00003 | 3 | CGINS-CTDBPC-50006 | 16-50006 | CC_j | 3.8992e-05
CE04OSSM-RID27-03-CTDBPC000 | CGMCE-04OSSM-00003 | CE04OSSM-00003 | 3 | CGINS-CTDBPC-50006 | 16-50006 | CC_cpcor | -9.57e-08
CE04OSSM-RID27-03-CTDBPC000 | CGMCE-04OSSM-00003 | CE04OSSM-00003 | 3 | CGINS-CTDBPC-50006 | 16-50006 | CC_ctcor | 3.25e-06
CE04OSSM-RID27-04-DOSTAD000 | CGMCE-04OSSM-00003 | CE04OSSM-00003 | 3 | CGINS-DOSTAD-00482 | 482 | CC_lat | 44.3811
CE04OSSM-RID27-04-DOSTAD000 | CGMCE-04OSSM-00003 | CE04OSSM-00003 | 3 | CGINS-DOSTAD-00482 | 482 | CC_lon | -124.9559
CE04OSSM-RID27-04-DOSTAD000 | CGMCE-04OSSM-00003 | CE04OSSM-00003 | 3 | CGINS-DOSTAD-00482 | 482 | CC_csv | [2.798953E-03, 1.187260E-04, 2.420916E-06, 2.308779E+02, -2.951123E-01, -5.549243E+01, 4.566246E+00]
CE04OSSM-RID27-04-DOSTAD000 | CGMCE-04OSSM-00003 | CE04OSSM-00003 | 3 | CGINS-DOSTAD-00482 | 482 | CC_conc_coef | [0.0, 1.045240]
CE04OSSM-RID27-02-FLORTD000 | CGMCE-04OSSM-00003 | CE04OSSM-00003 | 3 | CGINS-FLORTD-01303 | 1303 | CC_dark_counts_volume_scatter | 52
CE04OSSM-RID27-02-FLORTD000 | CGMCE-04OSSM-00003 | CE04OSSM-00003 | 3 | CGINS-FLORTD-01303 | 1303 | CC_scale_factor_volume_scatter | 1.934e-06
CE04OSSM-RID27-02-FLORTD000 | CGMCE-04OSSM-00003 | CE04OSSM-00003 | 3 | CGINS-FLORTD-01303 | 1303 | CC_dark_counts_chlorophyll_a | 51
CE04OSSM-RID27-02-FLORTD000 | CGMCE-04OSSM-00003 | CE04OSSM-00003 | 3 | CGINS-FLORTD-01303 | 1303 | CC_scale_factor_chlorophyll_a | 0.0124
CE04OSSM-RID27-02-FLORTD000 | CGMCE-04OSSM-00003 | CE04OSSM-00003 | 3 | CGINS-FLORTD-01303 | 1303 | CC_dark_counts_cdom | 46
CE04OSSM-RID27-02-FLORTD000 | CGMCE-04OSSM-00003 | CE04OSSM-00003 | 3 | CGINS-FLORTD-01303 | 1303 | CC_scale_factor_cdom | 0.0863
CE04OSSM-RID27-02-FLORTD000 | CGMCE-04OSSM-00003 | CE04OSSM-00003 | 3 | CGINS-FLORTD-01303 | 1303 | CC_scattering_angle | 124 | Constant
CE04OSSM-RID27-02-FLORTD000 | CGMCE-04OSSM-00003 | CE04OSSM-00003 | 3 | CGINS-FLORTD-01303 | 1303 | CC_measurement_wavelength | 700 | Constant
CE04OSSM-RID27-02-FLORTD000 | CGMCE-04OSSM-00003 | CE04OSSM-00003 | 3 | CGINS-FLORTD-01303 | 1303 | CC_angular_resolution | 1.076 | Constant
CE04OSSM-RID27-02-FLORTD000 | CGMCE-04OSSM-00003 | CE04OSSM-00003 | 3 | CGINS-FLORTD-01303 | 1303 | CC_depolarization_ratio | 0.039 | Constant
[8 empty] | CE04OSSM-RID26-07-NUTNRB000 | CE04OSSM-00003 | 3 | CC_lower_wavelength_limit_for_spectra_fit | Constant
[8 empty] | CE04OSSM-RID26-07-NUTNRB000 | CE04OSSM-00003 | 3 | CC_upper_wavelength_limit_for_spectra_fit | Constant
[8 empty] | CE04OSSM-RID26-07-NUTNRB000 | CE04OSSM-00003 | 3 | CC_cal_temp
[8 empty] | CE04OSSM-RID26-07-NUTNRB000 | CE04OSSM-00003 | 3 | CC_wl
[8 empty] | CE04OSSM-RID26-07-NUTNRB000 | CE04OSSM-00003 | 3 | CC_eno3
[8 empty] | CE04OSSM-RID26-07-NUTNRB000 | CE04OSSM-00003 | 3 | CC_eswa
[8 empty] | CE04OSSM-RID26-07-NUTNRB000 | CE04OSSM-00003 | 3 | CC_di
CE04OSSM-RID27-01-OPTAAD000 | CGMCE-04OSSM-00003 | CE04OSSM-00003 | 3 | CGINS-OPTAAD-00258 | 258 | CC_cwlngth | [400.1, 403.9, 406.9, 410.1, 413.2, 416.7, 420.3, 424.2, 428.3, 431.8, 435.5, 439.3, 443.2, 447.6, 452.0, 456.0, 459.9, 464.1, 468.2, 472.6, 476.9, 481.5, 485.9, 490.1, 494.2, 498.2, 502.6, 506.9, 511.6, 516.1, 520.4, 524.9, 529.2, 533.2, 537.2, 541.5, 545.7, 550.0, 554.3, 558.6, 562.7, 566.9, 571.0, 574.7, 578.5, 582.0, 585.6, 589.5, 593.5, 597.7, 601.9, 606.3, 610.7, 614.9, 619.0, 623.4, 627.4, 631.5, 635.7, 639.8, 643.8, 648.3, 652.4, 656.7, 660.8, 665.0, 669.1, 673.2, 677.2, 681.1, 684.8, 688.5, 692.3, 696.0, 699.5, 702.9, 706.7, 710.2, 713.6, 716.9, 720.5, 723.5, 727.2, 730.4, 733.4, 736.4]
CE04OSSM-RID27-01-OPTAAD000 | CGMCE-04OSSM-00003 | CE04OSSM-00003 | 3 | CGINS-OPTAAD-00258 | 258 | CC_ccwo | [-0.605604, -0.469317, -0.342565, -0.229916, -0.123271, -0.028094, 0.058196, 0.137044, 0.213000, 0.283167, 0.351398, 0.412415, 0.470332, 0.528322, 0.579033, 0.624303, 0.668329, 0.707968, 0.746671, 0.783683, 0.817662, 0.848803, 0.879401, 0.907189, 0.934346, 0.959737, 0.981022, 1.002658, 1.021029, 1.038102, 1.056726, 1.071337, 1.088209, 1.103613, 1.115991, 1.130964, 1.145062, 1.158700, 1.172147, 1.183460, 1.192812, 1.199030, 1.202999, 1.203046, 1.200223, 1.191301, 1.188361, 1.170252, 1.147830, 1.123352, 1.103184, 1.091451, 1.087696, 1.088777, 1.092210, 1.093967, 1.095417, 1.097297, 1.095419, 1.094843, 1.091948, 1.085127, 1.073869, 1.062775, 1.052895, 1.046589, 1.045040, 1.043306, 1.037199, 1.027881, 1.014556, 0.991538, 0.959911, 0.919776, 0.866294, 0.799863, 0.714969, 0.610997, 0.485303, 0.331590, 0.159587, -0.044497, -0.264304, -0.486241, -0.694114, -0.862975]
CE04OSSM-RID27-01-OPTAAD000 | CGMCE-04OSSM-00003 | CE04OSSM-00003 | 3 | CGINS-OPTAAD-00258 | 258 | CC_tcal | 23.8
CE04OSSM-RID27-01-OPTAAD000 | CGMCE-04OSSM-00003 | CE04OSSM-00003 | 3 | CGINS-OPTAAD-00258 | 258 | CC_tbins | [0.888866, 1.402698, 2.449792, 3.468596, 4.479286, 5.482353, 6.468148, 7.472727, 8.465000, 9.494737, 10.494118, 11.500000, 12.585319, 13.488393, 14.489815, 15.507143, 16.497111, 17.489091, 18.496250, 19.478158, 20.472286, 21.487222, 22.508824, 23.491250, 24.487273, 25.502424, 26.504286, 27.576170, 28.500405, 29.488000, 30.496034, 31.494340, 32.487021, 33.482955, 34.482381]
CE04OSSM-RID27-01-OPTAAD000 | CGMCE-04OSSM-00003 | CE04OSSM-00003 | 3 | CGINS-OPTAAD-00258 | 258 | CC_awlngth | [400.1, 403.7, 406.9, 410.1, 413.4, 416.6, 420.3, 424.0, 428.3, 431.8, 435.5, 439.3, 443.3, 447.6, 452.2, 456.0, 459.9, 464.0, 468.4, 472.7, 477.3, 481.7, 486.2, 490.2, 494.4, 498.4, 502.9, 507.3, 512.0, 516.5, 521.0, 525.3, 529.4, 533.5, 537.7, 542.0, 546.3, 550.5, 554.8, 559.1, 563.2, 567.3, 571.5, 575.3, 579.0, 582.7, 587.3, 591.2, 595.5, 599.8, 604.1, 608.2, 612.7, 616.9, 621.2, 625.2, 629.5, 633.5, 637.7, 642.0, 646.0, 650.4, 654.7, 658.6, 663.1, 667.2, 671.3, 675.5, 679.3, 683.3, 686.9, 690.7, 694.4, 697.9, 701.7, 705.0, 708.8, 712.1, 715.8, 719.2, 722.4, 725.7, 729.1, 732.1, 735.4, 738.3]
CE04OSSM-RID27-01-OPTAAD000 | CGMCE-04OSSM-00003 | CE04OSSM-00003 | 3 | CGINS-OPTAAD-00258 | 258 | CC_acwo | [-0.072775, 0.039251, 0.128250, 0.203467, 0.271344, 0.328778, 0.383016, 0.432792, 0.482728, 0.531349, 0.576385, 0.620959, 0.665393, 0.708409, 0.750216, 0.792039, 0.833082, 0.872146, 0.910252, 0.947079, 0.982806, 1.018160, 1.052319, 1.085767, 1.117237, 1.147194, 1.174989, 1.201612, 1.227474, 1.253248, 1.279338, 1.305441, 1.330687, 1.355202, 1.378718, 1.401198, 1.422631, 1.443297, 1.463455, 1.482698, 1.500737, 1.516885, 1.529931, 1.539914, 1.546335, 1.548578, 1.549781, 1.541783, 1.529128, 1.516723, 1.510621, 1.512902, 1.521226, 1.531724, 1.542738, 1.553020, 1.562537, 1.571224, 1.579050, 1.584806, 1.587650, 1.586849, 1.583046, 1.579369, 1.578564, 1.580794, 1.583893, 1.585432, 1.583401, 1.575590, 1.560736, 1.537170, 1.503686, 1.458827, 1.400924, 1.326776, 1.233436, 1.119459, 0.982838, 0.822960, 0.637805, 0.429460, 0.208979, -0.005417, -0.194104, -0.344340]
CE04OSSM-RID27-01-OPTAAD000 | CGMCE-04OSSM-00003 | CE04OSSM-00003 | 3 | CGINS-OPTAAD-00258 | 258 | CC_taarray | SheetRef:ACS258_CC_taarray
CE04OSSM-RID27-01-OPTAAD000 | CGMCE-04OSSM-00003 | CE04OSSM-00003 | 3 | CGINS-OPTAAD-00258 | 258 | CC_tcarray | SheetRef:ACS258_CC_tcarray
CE04OSSM-RID26-06-PHSEND000 | CGMCE-04OSSM-00003 | CE04OSSM-00003 | 3 | CGINS-PHSEND-00118 | P0118 | CC_ea434 | 17376
CE04OSSM-RID26-06-PHSEND000 | CGMCE-04OSSM-00003 | CE04OSSM-00003 | 3 | CGINS-PHSEND-00118 | P0118 | CC_ea578 | 94.1
CE04OSSM-RID26-06-PHSEND000 | CGMCE-04OSSM-00003 | CE04OSSM-00003 | 3 | CGINS-PHSEND-00118 | P0118 | CC_eb434 | 2284
CE04OSSM-RID26-06-PHSEND000 | CGMCE-04OSSM-00003 | CE04OSSM-00003 | 3 | CGINS-PHSEND-00118 | P0118 | CC_eb578 | 38676
CE04OSSM-RID26-06-PHSEND000 | CGMCE-04OSSM-00003 | CE04OSSM-00003 | 3 | CGINS-PHSEND-00118 | P0118 | CC_ind_off | 0
CE04OSSM-RID26-06-PHSEND000 | CGMCE-04OSSM-00003 | CE04OSSM-00003 | 3 | CGINS-PHSEND-00118 | P0118 | CC_ind_slp | 1
CE04OSSM-RID26-06-PHSEND000 | CGMCE-04OSSM-00003 | CE04OSSM-00003 | 3 | CGINS-PHSEND-00118 | P0118 | CC_psal | 35 | DELETE: use salinity from co-located CTDBP
CE04OSSM-RID26-08-SPKIRB000 | CGMCE-04OSSM-00003 | CE04OSSM-00003 | 3 | CGINS-SPKIRB-00249 | 249 | CC_immersion_factor | [1.368, 1.410, 1.365, 1.354, 1.372, 1.322, 1.347]
CE04OSSM-RID26-08-SPKIRB000 | CGMCE-04OSSM-00003 | CE04OSSM-00003 | 3 | CGINS-SPKIRB-00249 | 249 | CC_offset | [2146925321.7, 2148048702.2, 2147284022.7, 2147903155.8, 2147458177.8, 2147724670.6, 2147526441.5]
CE04OSSM-RID26-08-SPKIRB000 | CGMCE-04OSSM-00003 | CE04OSSM-00003 | 3 | CGINS-SPKIRB-00249 | 249 | CC_scale | [2.02673811764e-007, 2.05482634484e-007, 2.00517991049e-007, 2.09639562931e-007, 2.25098461459e-007, 2.18851548602e-007, 2.0806342874e-007]
CE04OSSM-RID26-04-VELPTA000 | CGMCE-04OSSM-00003 | CE04OSSM-00003 | 3 | CGINS-VELPTA-11787 | 11787 | CC_lat | 44.3811
CE04OSSM-RID26-04-VELPTA000 | CGMCE-04OSSM-00003 | CE04OSSM-00003 | 3 | CGINS-VELPTA-11787 | 11787 | CC_lon | -124.9559
CE04OSSM-SBC11-00-CPMENG000 | CGMCE-04OSSM-00003 | CE04OSSM-00003 | 3 |  | 2016-0701 | No Calibration Coefficient | CPM1, DCL11, DCL12
CE04OSSM-SBD11-00-DCLENG000 | CGMCE-04OSSM-00003 | CE04OSSM-00003 | 3 |  | 2016-0701 | No Calibration Coefficient | DCL11
CE04OSSM-SBD12-00-DCLENG000 | CGMCE-04OSSM-00003 | CE04OSSM-00003 | 3 |  | 2016-0701 | No Calibration Coefficient | DCL12
CE04OSSM-RIC21-00-CPMENG000 | CGMCE-04OSSM-00003 | CE04OSSM-00003 | 3 |  | 0015 | No Calibration Coefficient | CPM2, DCL27
CE04OSSM-RID27-00-DCLENG000 | CGMCE-04OSSM-00003 | CE04OSSM-00003 | 3 |  | 0015 | No Calibration Coefficient | DCL27
CE04OSSM-RID26-00-DCLENG000 | CGMCE-04OSSM-00003 | CE04OSSM-00003 | 3 |  | 0005 | No Calibration Coefficient | DCL26

## ACS258_CC_taarray
-0.041497 | -0.039701 | -0.036817 | -0.033952 | -0.032323 | -0.02996 | -0.028131 | -0.027532 | -0.025119 | -0.02524 | -0.022928 | -0.022397 | -0.021071 | -0.019517 | -0.017048 | -0.01484 | -0.012295 | -0.010201 | -0.008607 | -0.006529 | -0.005557 | -0.003771 | -0.002984 | -0.000892 | -0.00064 | 0 | 0.001976 | 0.002699 | 0.00404 | 0.00626 | 0.007407 | 0.009507 | 0.011439 | 0.012976 | 0.014052
-0.036966 | -0.034995 | -0.032271 | -0.029923 | -0.028244 | -0.026109 | -0.024402 | -0.023723 | -0.021312 | -0.021604 | -0.020157 | -0.019397 | -0.018277 | -0.016868 | -0.014573 | -0.012418 | -0.010296 | -0.008816 | -0.007262 | -0.005663 | -0.004501 | -0.003286 | -0.002546 | -0.001211 | -0.000822 | 0 | 0.001224 | 0.001803 | 0.002693 | 0.004458 | 0.005337 | 0.007068 | 0.008989 | 0.009939 | 0.010598
-0.032236 | -0.030346 | -0.027671 | -0.025463 | -0.023836 | -0.022025 | -0.020731 | -0.020065 | -0.018148 | -0.018112 | -0.01672 | -0.016733 | -0.015681 | -0.014213 | -0.011878 | -0.010329 | -0.008068 | -0.007006 | -0.005873 | -0.004162 | -0.003211 | -0.002035 | -0.001711 | -0.000632 | -0.000214 | 0 | 0.001049 | 0.001937 | 0.00267 | 0.003966 | 0.004667 | 0.006134 | 0.007349 | 0.0082 | 0.008611
-0.028921 | -0.026938 | -0.024176 | -0.021962 | -0.020422 | -0.019043 | -0.017715 | -0.016845 | -0.015697 | -0.015853 | -0.014379 | -0.014134 | -0.013301 | -0.011917 | -0.010155 | -0.008196 | -0.006761 | -0.005469 | -0.00414 | -0.003373 | -0.002636 | -0.001697 | -0.001367 | -0.000408 | -0.00015 | 0 | 0.001231 | 0.001392 | 0.002115 | 0.003312 | 0.003915 | 0.004781 | 0.006043 | 0.006664 | 0.006476
-0.022893 | -0.021177 | -0.018998 | -0.017272 | -0.016075 | -0.014515 | -0.013848 | -0.013111 | -0.011882 | -0.012055 | -0.011021 | -0.01077 | -0.009964 | -0.008978 | -0.007441 | -0.006344 | -0.004691 | -0.003549 | -0.002899 | -0.001939 | -0.001248 | -0.000711 | -0.000599 | 0.00017 | 0.000123 | 0 | 0.001234 | 0.001467 | 0.001978 | 0.002796 | 0.003007 | 0.004113 | 0.00501 | 0.005496 | 0.005587
-0.019773 | -0.01837 | -0.016514 | -0.01494 | -0.013995 | -0.012701 | -0.011646 | -0.01107 | -0.010194 | -0.009947 | -0.009231 | -0.009028 | -0.008335 | -0.0073 | -0.006083 | -0.004793 | -0.003615 | -0.002868 | -0.002043 | -0.001533 | -0.001068 | -0.000449 | -0.000707 | -4.9e-05 | -1.5e-05 | 0 | 0.000667 | 0.000743 | 0.001268 | 0.002019 | 0.002462 | 0.003282 | 0.003999 | 0.00449 | 0.004443
-0.017145 | -0.015913 | -0.013973 | -0.012674 | -0.011653 | -0.010408 | -0.009755 | -0.009427 | -0.008404 | -0.008273 | -0.007328 | -0.007268 | -0.006768 | -0.005852 | -0.004683 | -0.003689 | -0.00265 | -0.00194 | -0.001647 | -0.001199 | -0.000757 | -0.00042 | -0.000397 | -7e-05 | -5.5e-05 | 0 | 0.000534 | 0.000618 | 0.001155 | 0.00188 | 0.00182 | 0.002676 | 0.003418 | 0.003579 | 0.003675
-0.015262 | -0.013812 | -0.01215 | -0.010918 | -0.009943 | -0.009081 | -0.008112 | -0.007867 | -0.006921 | -0.006901 | -0.006194 | -0.005853 | -0.005557 | -0.004862 | -0.003645 | -0.002789 | -0.001954 | -0.001172 | -0.000968 | -0.000572 | -0.000465 | -0.000254 | -0.000451 | 6.2e-05 | -0.000166 | 0 | 0.00047 | 0.000514 | 0.001033 | 0.001548 | 0.001803 | 0.002441 | 0.002987 | 0.003254 | 0.003395
-0.013607 | -0.01245 | -0.010963 | -0.009731 | -0.00877 | -0.007813 | -0.006962 | -0.006623 | -0.005718 | -0.006018 | -0.004847 | -0.005094 | -0.004658 | -0.003984 | -0.003036 | -0.002251 | -0.00153 | -0.000891 | -0.000525 | -0.000236 | -0.000413 | -0.000158 | -0.000105 | 8.9e-05 | 8.3e-05 | 0 | 0.00045 | 0.000702 | 0.000856 | 0.001259 | 0.001564 | 0.002138 | 0.002712 | 0.002909 | 0.002866
-0.011245 | -0.010206 | -0.008837 | -0.007758 | -0.007038 | -0.006063 | -0.005441 | -0.005021 | -0.004357 | -0.004484 | -0.003765 | -0.003725 | -0.00339 | -0.002833 | -0.002011 | -0.001318 | -0.000624 | -9.9e-05 | 6.1e-05 | 0.000142 | 0.00019 | 0.0003 | 6.8e-05 | 0.000334 | 0.000215 | 0 | 0.000661 | 0.000563 | 0.000855 | 0.001304 | 0.001578 | 0.002115 | 0.002613 | 0.002749 | 0.002778
-0.010532 | -0.009424 | -0.008284 | -0.007244 | -0.006499 | -0.005535 | -0.004939 | -0.004696 | -0.003974 | -0.004047 | -0.003333 | -0.003433 | -0.002955 | -0.002333 | -0.001579 | -0.000942 | -0.000375 | 4.2e-05 | 0.000179 | 0.000428 | 0.000385 | 0.000458 | 0.000251 | 0.000406 | 0.000218 | 0 | 0.000381 | 0.000434 | 0.000851 | 0.001266 | 0.001371 | 0.001913 | 0.002318 | 0.002743 | 0.00262
-0.009892 | -0.008899 | -0.007608 | -0.006676 | -0.005864 | -0.005003 | -0.004634 | -0.004283 | -0.003574 | -0.003628 | -0.002961 | -0.003126 | -0.002691 | -0.002168 | -0.001578 | -0.000899 | -0.000387 | 3.6e-05 | 0.000145 | 0.000203 | 0.000136 | 0.000212 | 4.7e-05 | 4.8e-05 | -8.3e-05 | 0 | 0.000217 | 0.000199 | 0.000424 | 0.000789 | 0.001033 | 0.001485 | 0.001923 | 0.00229 | 0.002246
-0.008491 | -0.007621 | -0.006583 | -0.005679 | -0.005091 | -0.004284 | -0.003787 | -0.003352 | -0.003068 | -0.003089 | -0.002414 | -0.00245 | -0.002112 | -0.001679 | -0.000978 | -0.000497 | -6e-06 | 0.000281 | 0.0004 | 0.000504 | 0.000425 | 0.000326 | 0.000138 | 0.000236 | 2e-05 | 0 | 0.0002 | 0.000259 | 0.000508 | 0.00085 | 0.001005 | 0.001436 | 0.001839 | 0.002155 | 0.002245
-0.007497 | -0.00675 | -0.00585 | -0.005004 | -0.004416 | -0.003689 | -0.003264 | -0.002934 | -0.002479 | -0.002547 | -0.002019 | -0.00207 | -0.001774 | -0.001359 | -0.000768 | -0.00024 | 0.000189 | 0.00045 | 0.000557 | 0.000494 | 0.00044 | 0.000384 | 0.000324 | 0.000318 | 6.5e-05 | 0 | 0.00027 | 0.000338 | 0.0005 | 0.000913 | 0.001074 | 0.00142 | 0.001883 | 0.002059 | 0.002077
-0.007311 | -0.006541 | -0.005494 | -0.004696 | -0.004149 | -0.003436 | -0.002977 | -0.002654 | -0.002268 | -0.002329 | -0.001747 | -0.001842 | -0.00156 | -0.001181 | -0.000606 | -0.000133 | 0.000238 | 0.000448 | 0.000539 | 0.000627 | 0.000423 | 0.000486 | 0.000224 | 0.000286 | 5.4e-05 | 0 | 0.000203 | 0.000333 | 0.000458 | 0.00072 | 0.000984 | 0.001375 | 0.00165 | 0.001966 | 0.001937
-0.006776 | -0.006032 | -0.00512 | -0.004409 | -0.003826 | -0.003249 | -0.00293 | -0.002654 | -0.002067 | -0.002192 | -0.001598 | -0.001795 | -0.001529 | -0.001195 | -0.000651 | -0.000215 | 0.000155 | 0.000356 | 0.000426 | 0.000464 | 0.000329 | 0.000317 | 0.00018 | 0.000254 | 7e-05 | 0 | 0.000247 | 0.000235 | 0.000423 | 0.000704 | 0.000866 | 0.001248 | 0.001488 | 0.001764 | 0.0018
-0.006259 | -0.005622 | -0.00482 | -0.004158 | -0.003539 | -0.002985 | -0.00258 | -0.002338 | -0.001915 | -0.001967 | -0.001384 | -0.001531 | -0.001207 | -0.000995 | -0.000471 | -2.8e-05 | 0.000361 | 0.000459 | 0.00047 | 0.000561 | 0.000387 | 0.000431 | 0.000213 | 0.00031 | 0.000103 | 0 | 0.000179 | 0.000267 | 0.000352 | 0.000634 | 0.000867 | 0.001174 | 0.001534 | 0.001729 | 0.00187
-0.006616 | -0.005939 | -0.005041 | -0.004352 | -0.003839 | -0.003287 | -0.002866 | -0.002568 | -0.002151 | -0.002165 | -0.001669 | -0.00168 | -0.001595 | -0.001187 | -0.0007 | -0.000335 | 7.3e-05 | 0.000266 | 0.000226 | 0.000233 | 0.000233 | 0.000172 | 3.7e-05 | 7.4e-05 | -5e-05 | 0 | 0.000138 | 0.000148 | 0.000278 | 0.000537 | 0.000675 | 0.001018 | 0.001302 | 0.00151 | 0.001668
-0.006099 | -0.005412 | -0.004666 | -0.004053 | -0.00355 | -0.002964 | -0.002584 | -0.002307 | -0.001976 | -0.00186 | -0.001476 | -0.001681 | -0.001329 | -0.001001 | -0.000538 | -0.000156 | 0.000142 | 0.00034 | 0.000336 | 0.000318 | 0.000312 | 0.000337 | 0.000263 | 0.000209 | 0.000152 | 0 | 0.000223 | 0.000331 | 0.000372 | 0.000629 | 0.00076 | 0.001121 | 0.001351 | 0.001591 | 0.001724
-0.005992 | -0.005381 | -0.004652 | -0.004044 | -0.003525 | -0.003009 | -0.002719 | -0.002368 | -0.001928 | -0.001995 | -0.00149 | -0.001528 | -0.001391 | -0.001081 | -0.000637 | -0.000271 | 8.7e-05 | 0.000252 | 0.000189 | 0.000258 | 0.000245 | 0.000261 | 0.000128 | 0.000207 | -3e-06 | 0 | 0.000206 | 0.000223 | 0.000348 | 0.000569 | 0.000725 | 0.001008 | 0.001271 | 0.001522 | 0.00166
-0.005987 | -0.00536 | -0.004611 | -0.004057 | -0.003616 | -0.003099 | -0.002639 | -0.00244 | -0.002075 | -0.002064 | -0.001682 | -0.001707 | -0.001657 | -0.001274 | -0.000768 | -0.000419 | -7.9e-05 | 3.2e-05 | 0.00011 | 0.000113 | 0.000158 | 0.000123 | -3.3e-05 | 6.2e-05 | -5e-06 | 0 | 8.1e-05 | 0.00013 | 0.000236 | 0.00042 | 0.000614 | 0.000887 | 0.001145 | 0.001395 | 0.001484
-0.005896 | -0.005329 | -0.004689 | -0.004143 | -0.003647 | -0.003092 | -0.002706 | -0.002548 | -0.002153 | -0.002164 | -0.001805 | -0.0018 | -0.001613 | -0.001309 | -0.00082 | -0.000474 | -0.000163 | 4e-06 | 8.1e-05 | 8.6e-05 | 8.1e-05 | 7.4e-05 | -5e-06 | 8e-05 | -1e-06 | 0 | 0.0001 | 0.000199 | 0.000287 | 0.000541 | 0.0006 | 0.000933 | 0.001203 | 0.001367 | 0.001549
-0.005804 | -0.005281 | -0.004568 | -0.004054 | -0.003546 | -0.00304 | -0.002737 | -0.00248 | -0.002209 | -0.002109 | -0.001712 | -0.001889 | -0.001668 | -0.001327 | -0.000899 | -0.000564 | -0.000191 | -8.7e-05 | -1.6e-05 | -2.4e-05 | -3e-06 | 0.000126 | -2.2e-05 | 2.9e-05 | 3.8e-05 | 0 | 0.000152 | 0.000135 | 0.000246 | 0.000458 | 0.000619 | 0.000907 | 0.001161 | 0.001354 | 0.001499
-0.005832 | -0.005318 | -0.00465 | -0.004187 | -0.003697 | -0.003204 | -0.002917 | -0.00265 | -0.002364 | -0.002281 | -0.00199 | -0.001977 | -0.001867 | -0.001488 | -0.001085 | -0.000695 | -0.000357 | -0.000196 | -0.000115 | -5.7e-05 | -1.8e-05 | 3.1e-05 | -4.7e-05 | 4.8e-05 | -2.7e-05 | 0 | 0.000158 | 0.000145 | 0.000249 | 0.000478 | 0.000625 | 0.000906 | 0.001096 | 0.001306 | 0.001429
-0.006047 | -0.005514 | -0.004899 | -0.004376 | -0.003919 | -0.003442 | -0.003123 | -0.002818 | -0.002581 | -0.002495 | -0.002145 | -0.002186 | -0.002011 | -0.00166 | -0.001268 | -0.000823 | -0.000546 | -0.000354 | -0.000274 | -0.000177 | -6.5e-05 | -7.8e-05 | -5.4e-05 | 5e-06 | -1e-06 | 0 | 0.0001 | 0.000156 | 0.000285 | 0.000436 | 0.000584 | 0.000868 | 0.001063 | 0.00124 | 0.001424
-0.005847 | -0.005348 | -0.004742 | -0.004207 | -0.003797 | -0.003313 | -0.003042 | -0.002721 | -0.002431 | -0.002343 | -0.002111 | -0.002128 | -0.001924 | -0.001611 | -0.001211 | -0.000842 | -0.00049 | -0.000372 | -0.000258 | -0.000205 | -0.000111 | -8.8e-05 | -0.000105 | 5.4e-05 | 1.7e-05 | 0 | 0.000195 | 0.000181 | 0.000294 | 0.000474 | 0.000622 | 0.000878 | 0.001058 | 0.001286 | 0.001417
-0.005873 | -0.005368 | -0.004794 | -0.004309 | -0.003893 | -0.003387 | -0.003139 | -0.002867 | -0.002602 | -0.002512 | -0.002224 | -0.002222 | -0.002126 | -0.001804 | -0.001325 | -0.00097 | -0.000644 | -0.000477 | -0.000404 | -0.000271 | -0.000182 | -0.000125 | -0.000122 | -3e-05 | -9.1e-05 | 0 | 7.8e-05 | 0.000151 | 0.000219 | 0.000414 | 0.000527 | 0.000809 | 0.000964 | 0.001176 | 0.001315
-0.005945 | -0.005477 | -0.004898 | -0.004417 | -0.003959 | -0.003478 | -0.003192 | -0.002926 | -0.002656 | -0.002596 | -0.002275 | -0.002274 | -0.00214 | -0.001767 | -0.001382 | -0.001025 | -0.000649 | -0.000528 | -0.000431 | -0.000256 | -0.000177 | -0.000108 | -0.000139 | -2e-05 | -2.5e-05 | 0 | 0.000172 | 0.000179 | 0.00025 | 0.00046 | 0.000578 | 0.000808 | 0.00098 | 0.001211 | 0.001335
-0.005725 | -0.005254 | -0.004701 | -0.004259 | -0.003844 | -0.003414 | -0.003178 | -0.002906 | -0.002633 | -0.00256 | -0.002284 | -0.002292 | -0.002131 | -0.001841 | -0.001404 | -0.00106 | -0.000748 | -0.000599 | -0.000483 | -0.000368 | -0.000254 | -0.000191 | -0.000189 | -5.4e-05 | -3.8e-05 | 0 | 0.000169 | 0.000192 | 0.000266 | 0.000388 | 0.00057 | 0.000793 | 0.000923 | 0.001154 | 0.001263
-0.005728 | -0.005297 | -0.0048 | -0.004369 | -0.003959 | -0.003555 | -0.003245 | -0.002965 | -0.002709 | -0.00266 | -0.002359 | -0.002393 | -0.00225 | -0.001946 | -0.001514 | -0.00112 | -0.000822 | -0.000644 | -0.000523 | -0.000391 | -0.000264 | -0.000212 | -0.000173 | -4e-05 | -1e-05 | 0 | 0.000156 | 0.000163 | 0.000238 | 0.000412 | 0.000517 | 0.000757 | 0.00086 | 0.001108 | 0.00121
-0.005556 | -0.00518 | -0.004661 | -0.004228 | -0.003834 | -0.003422 | -0.003165 | -0.002883 | -0.002641 | -0.002551 | -0.002272 | -0.002325 | -0.002157 | -0.00183 | -0.001424 | -0.001084 | -0.00082 | -0.000623 | -0.000553 | -0.00038 | -0.00028 | -0.000232 | -0.000185 | -3.5e-05 | -3.2e-05 | 0 | 0.000141 | 0.000141 | 0.000247 | 0.000385 | 0.000528 | 0.00071 | 0.000883 | 0.001117 | 0.001206
-0.005517 | -0.005097 | -0.004608 | -0.00423 | -0.00384 | -0.003427 | -0.003162 | -0.002952 | -0.002687 | -0.002611 | -0.002357 | -0.002339 | -0.002231 | -0.001939 | -0.001522 | -0.001184 | -0.000848 | -0.00065 | -0.000585 | -0.000425 | -0.000292 | -0.000187 | -0.000171 | -1.7e-05 | -5.2e-05 | 0 | 0.000157 | 0.000153 | 0.000263 | 0.000379 | 0.000522 | 0.000729 | 0.000858 | 0.001104 | 0.0012
-0.005796 | -0.005416 | -0.004918 | -0.0045 | -0.004112 | -0.003697 | -0.003369 | -0.003139 | -0.00288 | -0.002821 | -0.002523 | -0.002579 | -0.002379 | -0.002085 | -0.001676 | -0.001291 | -0.000968 | -0.000781 | -0.000682 | -0.000491 | -0.00037 | -0.000261 | -0.000282 | -7.1e-05 | -4.6e-05 | 0 | 0.000107 | 0.000139 | 0.000228 | 0.000362 | 0.00047 | 0.000655 | 0.000833 | 0.001052 | 0.001114
-0.005979 | -0.005604 | -0.00508 | -0.004655 | -0.004249 | -0.003828 | -0.003524 | -0.003254 | -0.003044 | -0.002931 | -0.002646 | -0.00264 | -0.002526 | -0.002157 | -0.001737 | -0.001352 | -0.001028 | -0.000811 | -0.000683 | -0.00051 | -0.000351 | -0.000286 | -0.000222 | -8e-05 | -4.2e-05 | 0 | 0.000129 | 0.000189 | 0.000244 | 0.000381 | 0.000516 | 0.000702 | 0.000846 | 0.00105 | 0.001148
-0.006223 | -0.005765 | -0.005247 | -0.004803 | -0.004371 | -0.003979 | -0.003673 | -0.003425 | -0.003163 | -0.003078 | -0.002835 | -0.002789 | -0.00267 | -0.002313 | -0.001849 | -0.001455 | -0.001116 | -0.000884 | -0.00074 | -0.00052 | -0.000401 | -0.000256 | -0.000216 | -8e-05 | -4.4e-05 | 0 | 0.000115 | 0.000147 | 0.000237 | 0.000392 | 0.000506 | 0.000696 | 0.000836 | 0.001044 | 0.001126
-0.006614 | -0.006169 | -0.005613 | -0.005162 | -0.004717 | -0.004301 | -0.003987 | -0.003651 | -0.003436 | -0.003299 | -0.003093 | -0.002994 | -0.002862 | -0.002494 | -0.002048 | -0.0016 | -0.001228 | -0.000985 | -0.000803 | -0.000619 | -0.000482 | -0.000336 | -0.000279 | -0.000133 | -8e-05 | 0 | 9.1e-05 | 0.000159 | 0.000184 | 0.000367 | 0.000501 | 0.000665 | 0.000799 | 0.000988 | 0.001043
-0.006966 | -0.006495 | -0.005905 | -0.005423 | -0.004978 | -0.004551 | -0.004223 | -0.00395 | -0.00367 | -0.00353 | -0.003316 | -0.003263 | -0.00307 | -0.002675 | -0.002163 | -0.001697 | -0.001313 | -0.001019 | -0.000811 | -0.000599 | -0.000448 | -0.000289 | -0.000245 | -0.000112 | -5.6e-05 | 0 | 0.000131 | 0.000171 | 0.000261 | 0.000367 | 0.0005 | 0.000705 | 0.000805 | 0.000991 | 0.001091
-0.00726 | -0.006777 | -0.006176 | -0.0057 | -0.005249 | -0.004798 | -0.004476 | -0.00416 | -0.003907 | -0.003783 | -0.003537 | -0.003451 | -0.003273 | -0.002839 | -0.002329 | -0.001839 | -0.001399 | -0.001118 | -0.000863 | -0.000642 | -0.000458 | -0.000323 | -0.000227 | -0.000109 | -7.5e-05 | 0 | 0.0001 | 0.000159 | 0.000214 | 0.000349 | 0.000449 | 0.000652 | 0.000767 | 0.000937 | 0.000997
-0.00744 | -0.007001 | -0.006429 | -0.005895 | -0.005445 | -0.004958 | -0.004672 | -0.004319 | -0.004037 | -0.003921 | -0.003688 | -0.00357 | -0.003411 | -0.002932 | -0.002433 | -0.001871 | -0.001476 | -0.001144 | -0.000884 | -0.000665 | -0.000449 | -0.000354 | -0.000268 | -0.000149 | -3.9e-05 | 0 | 0.0001 | 0.000147 | 0.000227 | 0.000323 | 0.000477 | 0.000659 | 0.000766 | 0.000925 | 0.000975
-0.007474 | -0.007036 | -0.006465 | -0.005984 | -0.005513 | -0.005082 | -0.004723 | -0.004404 | -0.004125 | -0.003987 | -0.003738 | -0.003661 | -0.003454 | -0.00301 | -0.002455 | -0.001928 | -0.001476 | -0.001112 | -0.000879 | -0.000607 | -0.000443 | -0.000289 | -0.00022 | -9.7e-05 | -3.1e-05 | 0 | 0.000112 | 0.000135 | 0.000228 | 0.000355 | 0.000502 | 0.000653 | 0.000754 | 0.000933 | 0.001004
-0.007472 | -0.007024 | -0.006432 | -0.005955 | -0.005453 | -0.005034 | -0.004673 | -0.004375 | -0.004054 | -0.003951 | -0.003695 | -0.003634 | -0.003418 | -0.002954 | -0.002409 | -0.001871 | -0.001408 | -0.001074 | -0.0008 | -0.000568 | -0.000397 | -0.000275 | -0.000205 | -6.5e-05 | -3.4e-05 | 0 | 0.000103 | 0.000121 | 0.000193 | 0.000321 | 0.000451 | 0.0006 | 0.000751 | 0.000916 | 0.000979
-0.00727 | -0.006871 | -0.006315 | -0.005827 | -0.005383 | -0.004969 | -0.004607 | -0.004353 | -0.00405 | -0.00391 | -0.003672 | -0.003596 | -0.00339 | -0.002926 | -0.002414 | -0.001869 | -0.001401 | -0.001068 | -0.000769 | -0.000538 | -0.000388 | -0.000257 | -0.000205 | -9.8e-05 | -5.5e-05 | 0 | 9.8e-05 | 0.000147 | 0.000201 | 0.000339 | 0.000478 | 0.000635 | 0.000757 | 0.000883 | 0.000985
-0.006944 | -0.006532 | -0.006019 | -0.00558 | -0.005145 | -0.00472 | -0.004394 | -0.004077 | -0.003813 | -0.003705 | -0.003442 | -0.003397 | -0.003188 | -0.002747 | -0.002208 | -0.001701 | -0.001278 | -0.000946 | -0.000713 | -0.000486 | -0.000351 | -0.000212 | -0.000179 | -6.2e-05 | -8.2e-05 | 0 | 6e-05 | 8.7e-05 | 0.000167 | 0.000304 | 0.000448 | 0.000613 | 0.000707 | 0.000877 | 0.000983
-0.00648 | -0.006105 | -0.005636 | -0.005209 | -0.004763 | -0.00438 | -0.004026 | -0.003725 | -0.003511 | -0.003369 | -0.003127 | -0.003091 | -0.002892 | -0.002478 | -0.002004 | -0.001513 | -0.001104 | -0.000762 | -0.000562 | -0.00035 | -0.000273 | -0.000157 | -0.000128 | -7.5e-05 | -1.7e-05 | 0 | 8.2e-05 | 9.9e-05 | 0.000166 | 0.000304 | 0.000436 | 0.000613 | 0.000727 | 0.000922 | 0.00101
-0.006084 | -0.005702 | -0.005198 | -0.004778 | -0.004343 | -0.003973 | -0.003658 | -0.003369 | -0.003132 | -0.003043 | -0.002762 | -0.002769 | -0.002602 | -0.002208 | -0.001769 | -0.001314 | -0.000958 | -0.000674 | -0.000486 | -0.000299 | -0.000199 | -0.000137 | -9.8e-05 | -4e-05 | -3.4e-05 | 0 | 5.8e-05 | 0.000121 | 0.000182 | 0.000284 | 0.000441 | 0.000605 | 0.000751 | 0.000933 | 0.001022
-0.005751 | -0.005348 | -0.004877 | -0.004478 | -0.004053 | -0.003689 | -0.003389 | -0.003132 | -0.002916 | -0.002794 | -0.002559 | -0.002565 | -0.00238 | -0.002021 | -0.001578 | -0.001194 | -0.000834 | -0.000586 | -0.000378 | -0.000237 | -0.000148 | -8.8e-05 | -7.4e-05 | -1e-06 | -2.6e-05 | 0 | 7.8e-05 | 0.000112 | 0.000188 | 0.000331 | 0.000466 | 0.000645 | 0.000767 | 0.000935 | 0.001034
-0.004969 | -0.004577 | -0.004047 | -0.003597 | -0.003191 | -0.002803 | -0.002457 | -0.002176 | -0.00196 | -0.001808 | -0.001615 | -0.001536 | -0.001388 | -0.001051 | -0.000663 | -0.000315 | -5.9e-05 | 5.6e-05 | 0.000132 | 0.00011 | 0.000101 | 4e-05 | -2.7e-05 | -2e-05 | -4.5e-05 | 0 | 4.9e-05 | 9.6e-05 | 0.00019 | 0.000366 | 0.000529 | 0.000728 | 0.000875 | 0.001078 | 0.001188
-0.004388 | -0.003992 | -0.003474 | -0.003026 | -0.002614 | -0.002236 | -0.001934 | -0.001659 | -0.001471 | -0.001294 | -0.00111 | -0.001035 | -0.000918 | -0.00062 | -0.000292 | -5e-06 | 0.000216 | 0.000294 | 0.000305 | 0.000277 | 0.000205 | 0.00013 | 5.3e-05 | 1.6e-05 | -2.4e-05 | 0 | 5.7e-05 | 9.6e-05 | 0.000197 | 0.000363 | 0.000529 | 0.000725 | 0.000856 | 0.00106 | 0.001184
-0.004059 | -0.003667 | -0.00315 | -0.002705 | -0.002347 | -0.001994 | -0.001692 | -0.001466 | -0.001241 | -0.001081 | -0.000898 | -0.000895 | -0.000759 | -0.000481 | -0.000154 | 0.000115 | 0.00031 | 0.000402 | 0.000399 | 0.00033 | 0.000288 | 0.000171 | 7.6e-05 | 3e-05 | -3e-06 | 0 | 6.6e-05 | 0.000119 | 0.000186 | 0.000372 | 0.000521 | 0.000728 | 0.00087 | 0.00105 | 0.001155
-0.00388 | -0.003466 | -0.00293 | -0.002512 | -0.002114 | -0.001777 | -0.001486 | -0.001234 | -0.001057 | -0.00088 | -0.000722 | -0.000689 | -0.00056 | -0.000293 | 6e-06 | 0.000235 | 0.000436 | 0.000505 | 0.000474 | 0.000402 | 0.000324 | 0.000213 | 9.5e-05 | 7.1e-05 | 2e-06 | 0 | 7.5e-05 | 0.000101 | 0.000188 | 0.000345 | 0.000506 | 0.000708 | 0.000855 | 0.001041 | 0.001191
-0.00381 | -0.003388 | -0.002889 | -0.002488 | -0.002123 | -0.001792 | -0.001474 | -0.001246 | -0.001068 | -0.000932 | -0.000774 | -0.000727 | -0.000603 | -0.000353 | -5e-05 | 0.000196 | 0.000411 | 0.000438 | 0.000454 | 0.000367 | 0.000318 | 0.000186 | 9.2e-05 | 3.5e-05 | -1e-06 | 0 | 6.3e-05 | 9.4e-05 | 0.000177 | 0.000338 | 0.000494 | 0.000685 | 0.00083 | 0.001033 | 0.001158
-0.003728 | -0.003346 | -0.002822 | -0.002431 | -0.002055 | -0.001686 | -0.001414 | -0.001194 | -0.001026 | -0.000861 | -0.000698 | -0.000667 | -0.000584 | -0.000331 | -3.7e-05 | 0.000201 | 0.000372 | 0.000401 | 0.000388 | 0.000324 | 0.000235 | 0.000146 | 2.3e-05 | 7e-06 | -3e-05 | 0 | 5.5e-05 | 9.1e-05 | 0.000167 | 0.000323 | 0.000482 | 0.000678 | 0.00082 | 0.000996 | 0.001109
-0.003711 | -0.003301 | -0.002777 | -0.002373 | -0.002021 | -0.001652 | -0.001403 | -0.001162 | -0.000997 | -0.000855 | -0.000663 | -0.000669 | -0.000556 | -0.000321 | -5.1e-05 | 0.000176 | 0.00038 | 0.000424 | 0.000412 | 0.000333 | 0.000268 | 0.000161 | 4.3e-05 | 5.2e-05 | -1.2e-05 | 0 | 5.1e-05 | 8.8e-05 | 0.000151 | 0.000313 | 0.000465 | 0.000687 | 0.000826 | 0.001037 | 0.001164
-0.003955 | -0.003553 | -0.003032 | -0.002605 | -0.002234 | -0.001869 | -0.001599 | -0.001348 | -0.001169 | -0.001036 | -0.000879 | -0.000825 | -0.000745 | -0.000491 | -0.000242 | 3.3e-05 | 0.00023 | 0.000324 | 0.000328 | 0.000301 | 0.000215 | 0.00012 | 3.6e-05 | 4.3e-05 | -1.2e-05 | 0 | 6.4e-05 | 0.000122 | 0.000186 | 0.000338 | 0.00048 | 0.000693 | 0.000824 | 0.001038 | 0.001185
-0.004177 | -0.003716 | -0.003175 | -0.002742 | -0.002396 | -0.002048 | -0.001788 | -0.001548 | -0.001344 | -0.001213 | -0.001046 | -0.001011 | -0.000897 | -0.000641 | -0.000372 | -0.000131 | 7.2e-05 | 0.000145 | 0.000163 | 0.000161 | 0.000145 | 7.4e-05 | 6e-06 | -2e-06 | -2.3e-05 | 0 | 7.5e-05 | 8.7e-05 | 0.000162 | 0.000322 | 0.000483 | 0.000684 | 0.000806 | 0.001024 | 0.001139
-0.004373 | -0.003844 | -0.003301 | -0.002878 | -0.002494 | -0.00214 | -0.001858 | -0.001594 | -0.001397 | -0.001245 | -0.001099 | -0.001084 | -0.000991 | -0.000738 | -0.000471 | -0.000226 | 2e-06 | 7.9e-05 | 9.3e-05 | 9.4e-05 | 7.6e-05 | -2e-06 | -7.4e-05 | -4.4e-05 | -3.3e-05 | 0 | 0.0001 | 0.000145 | 0.000208 | 0.000371 | 0.00053 | 0.000723 | 0.000826 | 0.000995 | 0.001099
-0.004406 | -0.003903 | -0.003351 | -0.002916 | -0.002538 | -0.002159 | -0.001886 | -0.001618 | -0.001434 | -0.001301 | -0.001143 | -0.001104 | -0.001006 | -0.00074 | -0.000468 | -0.000263 | -4.6e-05 | 4.2e-05 | 7.8e-05 | 0.000102 | 7.5e-05 | 1.7e-05 | -1.9e-05 | -2.9e-05 | -1.9e-05 | 0 | 0.000145 | 0.000201 | 0.000271 | 0.00043 | 0.000591 | 0.00077 | 0.000854 | 0.001027 | 0.001177
-0.004485 | -0.004047 | -0.003495 | -0.003069 | -0.002698 | -0.002323 | -0.002042 | -0.001794 | -0.001624 | -0.00147 | -0.00127 | -0.001241 | -0.001171 | -0.000903 | -0.000611 | -0.000386 | -0.0002 | -0.000123 | -6.7e-05 | -3.5e-05 | -1e-05 | -3.7e-05 | -6e-05 | -1.2e-05 | -2.2e-05 | 0 | 5.8e-05 | 0.000116 | 0.0002 | 0.000346 | 0.000514 | 0.000701 | 0.000844 | 0.001036 | 0.001135
-0.004536 | -0.004122 | -0.003575 | -0.003128 | -0.002763 | -0.002396 | -0.002106 | -0.001839 | -0.001693 | -0.001536 | -0.001378 | -0.001335 | -0.001234 | -0.000978 | -0.000709 | -0.000482 | -0.00026 | -0.000122 | -3.6e-05 | -7e-06 | -2e-05 | -5.1e-05 | -7.9e-05 | -5.2e-05 | -1.5e-05 | 0 | 9.1e-05 | 0.000136 | 0.000217 | 0.000376 | 0.000531 | 0.000717 | 0.000856 | 0.001055 | 0.001169
-0.004594 | -0.004165 | -0.003586 | -0.003167 | -0.002795 | -0.00242 | -0.002139 | -0.001901 | -0.001692 | -0.001544 | -0.001406 | -0.001322 | -0.00124 | -0.000998 | -0.000708 | -0.000469 | -0.000248 | -0.000138 | -7.6e-05 | -3.5e-05 | -3.6e-05 | -5.2e-05 | -9e-05 | -3.1e-05 | -2.7e-05 | 0 | 0.000113 | 0.000156 | 0.000241 | 0.000397 | 0.000551 | 0.000745 | 0.000871 | 0.001077 | 0.001206
-0.004685 | -0.004249 | -0.003682 | -0.003223 | -0.002846 | -0.002494 | -0.002211 | -0.001922 | -0.001783 | -0.001619 | -0.001478 | -0.001453 | -0.001325 | -0.001091 | -0.0008 | -0.000557 | -0.000354 | -0.00024 | -0.000189 | -0.000126 | -0.000108 | -0.000111 | -0.000137 | -6.9e-05 | -8.8e-05 | 0 | 6.8e-05 | 0.00013 | 0.000208 | 0.000356 | 0.000515 | 0.000724 | 0.000841 | 0.001042 | 0.001163
-0.004619 | -0.004185 | -0.003644 | -0.003217 | -0.002834 | -0.002498 | -0.002189 | -0.001924 | -0.001759 | -0.001614 | -0.001425 | -0.001411 | -0.001296 | -0.001082 | -0.000796 | -0.000563 | -0.000368 | -0.000253 | -0.000198 | -0.000128 | -0.000109 | -0.000121 | -0.000135 | -8.6e-05 | -6.4e-05 | 0 | 6.3e-05 | 0.00015 | 0.000239 | 0.000404 | 0.000574 | 0.000751 | 0.000882 | 0.001072 | 0.001166
-0.004672 | -0.004238 | -0.003669 | -0.003249 | -0.002889 | -0.002486 | -0.002212 | -0.001972 | -0.001812 | -0.001645 | -0.001485 | -0.00144 | -0.00134 | -0.001127 | -0.000862 | -0.000603 | -0.000387 | -0.000281 | -0.00021 | -0.000144 | -0.00012 | -0.000135 | -0.000153 | -6.9e-05 | -5.3e-05 | 0 | 9.4e-05 | 0.000152 | 0.000235 | 0.000412 | 0.000572 | 0.000746 | 0.000899 | 0.001087 | 0.001211
-0.004652 | -0.004224 | -0.00365 | -0.003233 | -0.002839 | -0.002476 | -0.002223 | -0.001952 | -0.00181 | -0.001638 | -0.001475 | -0.001428 | -0.001351 | -0.001131 | -0.000858 | -0.000649 | -0.000456 | -0.000348 | -0.000285 | -0.000224 | -0.000194 | -0.000172 | -0.000169 | -0.000116 | -9.1e-05 | 0 | 8.6e-05 | 0.000129 | 0.000241 | 0.000397 | 0.000552 | 0.000756 | 0.000879 | 0.001067 | 0.00119
-0.004645 | -0.004243 | -0.003697 | -0.003246 | -0.002868 | -0.002519 | -0.002261 | -0.001993 | -0.001813 | -0.001652 | -0.001502 | -0.001473 | -0.001368 | -0.001134 | -0.000884 | -0.000635 | -0.000456 | -0.000321 | -0.000258 | -0.000211 | -0.000166 | -0.00015 | -0.000157 | -8.2e-05 | -6.3e-05 | 0 | 0.000127 | 0.000174 | 0.00028 | 0.00044 | 0.00058 | 0.000781 | 0.000915 | 0.001104 | 0.001228
-0.004734 | -0.004279 | -0.003697 | -0.003268 | -0.002882 | -0.002533 | -0.00227 | -0.002028 | -0.001838 | -0.001704 | -0.001525 | -0.001496 | -0.00141 | -0.001177 | -0.000958 | -0.000682 | -0.000546 | -0.000412 | -0.00034 | -0.000271 | -0.000236 | -0.000202 | -0.000214 | -0.000106 | -7.7e-05 | 0 | 8.9e-05 | 0.000151 | 0.000251 | 0.000422 | 0.000545 | 0.000732 | 0.000874 | 0.001051 | 0.001155
-0.004746 | -0.004286 | -0.003702 | -0.003255 | -0.00287 | -0.002521 | -0.002253 | -0.001975 | -0.001806 | -0.001683 | -0.001508 | -0.001482 | -0.001385 | -0.001154 | -0.000893 | -0.000665 | -0.000522 | -0.000403 | -0.000341 | -0.000255 | -0.000237 | -0.000223 | -0.000195 | -0.000118 | -0.000106 | 0 | 9e-05 | 0.000149 | 0.000225 | 0.000388 | 0.000535 | 0.000718 | 0.000865 | 0.001023 | 0.00113
-0.004671 | -0.004239 | -0.003663 | -0.003218 | -0.00285 | -0.002462 | -0.002196 | -0.001963 | -0.001765 | -0.001637 | -0.001455 | -0.001432 | -0.001362 | -0.001132 | -0.000881 | -0.000663 | -0.000502 | -0.000406 | -0.000336 | -0.000245 | -0.000219 | -0.000197 | -0.00018 | -0.000118 | -7.9e-05 | 0 | 0.000103 | 0.000169 | 0.000238 | 0.000398 | 0.000543 | 0.000728 | 0.000856 | 0.001026 | 0.001118
-0.004624 | -0.00415 | -0.003569 | -0.003119 | -0.002762 | -0.00241 | -0.002143 | -0.001908 | -0.001715 | -0.001607 | -0.001445 | -0.001444 | -0.001339 | -0.001117 | -0.000877 | -0.00068 | -0.000499 | -0.000417 | -0.000342 | -0.000254 | -0.000229 | -0.000212 | -0.000172 | -0.000106 | -6.6e-05 | 0 | 0.000123 | 0.000172 | 0.00024 | 0.000393 | 0.000532 | 0.000718 | 0.000831 | 0.000974 | 0.00106
-0.004644 | -0.004154 | -0.003566 | -0.003131 | -0.002738 | -0.002385 | -0.002111 | -0.001851 | -0.001693 | -0.001576 | -0.001402 | -0.001395 | -0.001336 | -0.001097 | -0.000872 | -0.000649 | -0.000497 | -0.000378 | -0.000318 | -0.000268 | -0.000213 | -0.000186 | -0.000166 | -8.8e-05 | -6e-05 | 0 | 9.4e-05 | 0.000159 | 0.000245 | 0.000392 | 0.000512 | 0.000684 | 0.00079 | 0.000964 | 0.001018
-0.004646 | -0.004177 | -0.003559 | -0.003097 | -0.002741 | -0.002368 | -0.002103 | -0.00184 | -0.001665 | -0.00156 | -0.00141 | -0.001399 | -0.001335 | -0.001111 | -0.000841 | -0.00064 | -0.000475 | -0.000377 | -0.000354 | -0.000282 | -0.000212 | -0.000184 | -0.000173 | -6.5e-05 | -3.2e-05 | 0 | 0.000123 | 0.000169 | 0.000235 | 0.000387 | 0.000483 | 0.000657 | 0.000751 | 0.000883 | 0.000957
-0.004823 | -0.004332 | -0.003688 | -0.003211 | -0.002841 | -0.00246 | -0.002202 | -0.001914 | -0.00176 | -0.001648 | -0.001473 | -0.001468 | -0.00137 | -0.001185 | -0.000924 | -0.00067 | -0.000514 | -0.000413 | -0.000337 | -0.000225 | -0.000229 | -0.000129 | -0.000153 | -4.7e-05 | -3.9e-05 | 0 | 0.000127 | 0.00018 | 0.000237 | 0.000353 | 0.000482 | 0.000634 | 0.000676 | 0.000839 | 0.000888
-0.005084 | -0.004566 | -0.003888 | -0.003377 | -0.002964 | -0.002608 | -0.002329 | -0.002099 | -0.001894 | -0.001787 | -0.001598 | -0.001603 | -0.00153 | -0.001286 | -0.001019 | -0.000795 | -0.000615 | -0.000489 | -0.000403 | -0.000321 | -0.000277 | -0.000239 | -0.000209 | -6.9e-05 | -7.2e-05 | 0 | 8.6e-05 | 0.000127 | 0.000202 | 0.000319 | 0.000415 | 0.000572 | 0.000629 | 0.000752 | 0.00078
-0.005474 | -0.004886 | -0.004148 | -0.003627 | -0.003204 | -0.002812 | -0.002473 | -0.002217 | -0.002059 | -0.001952 | -0.001781 | -0.001783 | -0.00167 | -0.001402 | -0.001123 | -0.000871 | -0.000654 | -0.000548 | -0.000425 | -0.000315 | -0.000301 | -0.000231 | -0.00017 | -9.6e-05 | -5.9e-05 | 0 | 0.000109 | 0.000148 | 0.000214 | 0.000315 | 0.000427 | 0.000547 | 0.000578 | 0.00071 | 0.000703
-0.005534 | -0.004915 | -0.004194 | -0.00366 | -0.003223 | -0.002827 | -0.002536 | -0.002281 | -0.002122 | -0.001959 | -0.001765 | -0.001823 | -0.001702 | -0.001441 | -0.001141 | -0.000886 | -0.000676 | -0.000544 | -0.000438 | -0.000356 | -0.000266 | -0.000199 | -0.000169 | -8.4e-05 | -5.5e-05 | 0 | 8.9e-05 | 0.000131 | 0.000196 | 0.000321 | 0.000418 | 0.000553 | 0.000606 | 0.000646 | 0.000672
-0.005695 | -0.005096 | -0.004346 | -0.003835 | -0.003378 | -0.002939 | -0.002639 | -0.002399 | -0.002204 | -0.002126 | -0.001909 | -0.001926 | -0.001803 | -0.001515 | -0.001249 | -0.00094 | -0.00073 | -0.000549 | -0.000469 | -0.000331 | -0.000302 | -0.000206 | -0.000148 | -8.5e-05 | -5.3e-05 | 0 | 0.000106 | 0.000154 | 0.000204 | 0.000327 | 0.000398 | 0.00052 | 0.000546 | 0.000684 | 0.000675
-0.005821 | -0.005212 | -0.004443 | -0.00391 | -0.00345 | -0.00305 | -0.002776 | -0.002462 | -0.002312 | -0.002176 | -0.001989 | -0.002009 | -0.001935 | -0.001633 | -0.001313 | -0.00102 | -0.000779 | -0.000646 | -0.000514 | -0.000386 | -0.000311 | -0.000227 | -0.000195 | -5.8e-05 | -8.6e-05 | 0 | 9.3e-05 | 0.000105 | 0.000198 | 0.000312 | 0.000385 | 0.000494 | 0.000562 | 0.000684 | 0.000653
-0.006005 | -0.005384 | -0.004647 | -0.0041 | -0.003635 | -0.003248 | -0.002945 | -0.002674 | -0.002456 | -0.002377 | -0.002132 | -0.002128 | -0.002023 | -0.00174 | -0.001396 | -0.001103 | -0.00085 | -0.000671 | -0.000551 | -0.000465 | -0.000337 | -0.000261 | -0.00023 | -0.000101 | -6.6e-05 | 0 | 8.3e-05 | 0.000123 | 0.000195 | 0.000294 | 0.00039 | 0.000527 | 0.000572 | 0.000689 | 0.000675
-0.006165 | -0.005584 | -0.004824 | -0.004264 | -0.003827 | -0.00338 | -0.003056 | -0.002777 | -0.002592 | -0.002509 | -0.002265 | -0.002239 | -0.002135 | -0.001829 | -0.001474 | -0.001182 | -0.000861 | -0.000703 | -0.000578 | -0.000457 | -0.000337 | -0.000235 | -0.000188 | -6.5e-05 | -7e-05 | 0 | 0.000126 | 0.000169 | 0.000226 | 0.000337 | 0.000442 | 0.000584 | 0.000627 | 0.000732 | 0.000747
-0.006381 | -0.005768 | -0.005001 | -0.004432 | -0.003987 | -0.003493 | -0.003203 | -0.002924 | -0.002703 | -0.002622 | -0.002358 | -0.002351 | -0.002252 | -0.001943 | -0.001573 | -0.001221 | -0.000972 | -0.00077 | -0.000634 | -0.0005 | -0.000384 | -0.000259 | -0.000258 | -0.000125 | -0.000101 | 0 | 0.000119 | 0.000167 | 0.000247 | 0.000379 | 0.000491 | 0.000608 | 0.000662 | 0.000766 | 0.000771
-0.006415 | -0.005791 | -0.005081 | -0.004531 | -0.004049 | -0.003587 | -0.003224 | -0.002965 | -0.002789 | -0.002651 | -0.002474 | -0.002426 | -0.002294 | -0.001924 | -0.001547 | -0.001246 | -0.000961 | -0.000758 | -0.000612 | -0.000498 | -0.000347 | -0.000259 | -0.000248 | -5.1e-05 | -6.4e-05 | 0 | 0.000145 | 0.000189 | 0.000275 | 0.000427 | 0.000528 | 0.000668 | 0.000736 | 0.000846 | 0.000808
-0.006456 | -0.00583 | -0.005021 | -0.00441 | -0.003944 | -0.003522 | -0.003211 | -0.00286 | -0.002656 | -0.002516 | -0.002321 | -0.002274 | -0.002171 | -0.001882 | -0.001539 | -0.001199 | -0.000899 | -0.000707 | -0.000598 | -0.000472 | -0.000389 | -0.000232 | -0.000224 | -4.7e-05 | -4.5e-05 | 0 | 0.000153 | 0.000227 | 0.000292 | 0.000438 | 0.000558 | 0.000709 | 0.000784 | 0.000941 | 0.000956
-0.006477 | -0.005793 | -0.00502 | -0.00447 | -0.003978 | -0.003532 | -0.003209 | -0.002924 | -0.002736 | -0.002606 | -0.002336 | -0.002346 | -0.002174 | -0.001885 | -0.001552 | -0.001205 | -0.000925 | -0.000747 | -0.000615 | -0.0005 | -0.000411 | -0.000248 | -0.000247 | -9.1e-05 | -3.4e-05 | 0 | 0.000117 | 0.000215 | 0.00031 | 0.000461 | 0.000554 | 0.000739 | 0.000835 | 0.000954 | 0.000973
-0.006515 | -0.005896 | -0.005173 | -0.004598 | -0.004113 | -0.003651 | -0.003328 | -0.002996 | -0.002783 | -0.002715 | -0.002373 | -0.002382 | -0.002257 | -0.001943 | -0.001607 | -0.001282 | -0.000965 | -0.000787 | -0.000605 | -0.000491 | -0.000416 | -0.000274 | -0.000249 | -8e-05 | -4e-05 | 0 | 0.000122 | 0.000209 | 0.000307 | 0.000443 | 0.000599 | 0.000747 | 0.000857 | 0.000988 | 0.001006
-0.007129 | -0.006431 | -0.005579 | -0.004983 | -0.004521 | -0.004023 | -0.003692 | -0.0034 | -0.003112 | -0.003033 | -0.002731 | -0.002689 | -0.002598 | -0.002284 | -0.0019 | -0.001543 | -0.001221 | -0.000976 | -0.000826 | -0.000611 | -0.000465 | -0.000392 | -0.00031 | -0.000149 | -0.000135 | 0 | 0.000129 | 0.000163 | 0.000307 | 0.000493 | 0.000585 | 0.000787 | 0.000891 | 0.001028 | 0.001103
-0.008186 | -0.007444 | -0.0066 | -0.00598 | -0.005449 | -0.00496 | -0.004541 | -0.004225 | -0.003984 | -0.003791 | -0.003443 | -0.003503 | -0.003267 | -0.002883 | -0.002428 | -0.002025 | -0.001617 | -0.00129 | -0.001064 | -0.000854 | -0.000608 | -0.000407 | -0.000318 | -0.000141 | -7e-05 | 0 | 0.000173 | 0.000277 | 0.000377 | 0.000578 | 0.00071 | 0.000909 | 0.001006 | 0.001181 | 0.001183

## ACS258_CC_tcarray
0.030969 | 0.036326 | 0.041356 | 0.042533 | 0.042474 | 0.041995 | 0.04017 | 0.037342 | 0.035193 | 0.032744 | 0.031939 | 0.030232 | 0.031275 | 0.032424 | 0.030713 | 0.030181 | 0.02715 | 0.025161 | 0.023336 | 0.019922 | 0.016791 | 0.013413 | 0.01004 | 0.006191 | 0.003215 | 0 | -0.00334 | -0.005146 | -0.006902 | -0.009908 | -0.014295 | -0.016955 | -0.020696 | -0.023062 | -0.027613
0.024216 | 0.028159 | 0.032546 | 0.034485 | 0.033704 | 0.03382 | 0.033155 | 0.031543 | 0.027744 | 0.026898 | 0.026848 | 0.026217 | 0.026568 | 0.027419 | 0.026036 | 0.025364 | 0.024222 | 0.021768 | 0.020057 | 0.016845 | 0.013652 | 0.01139 | 0.008627 | 0.005198 | 0.002102 | 0 | -0.002377 | -0.00455 | -0.006738 | -0.009957 | -0.013015 | -0.015721 | -0.018816 | -0.021243 | -0.025563
0.018102 | 0.022098 | 0.027763 | 0.030316 | 0.031433 | 0.030995 | 0.029512 | 0.027393 | 0.026209 | 0.025774 | 0.024589 | 0.025148 | 0.024568 | 0.025622 | 0.024485 | 0.023498 | 0.022143 | 0.020087 | 0.018438 | 0.015577 | 0.012753 | 0.010087 | 0.007594 | 0.004157 | 0.002265 | 0 | -0.002632 | -0.003758 | -0.005929 | -0.009324 | -0.011318 | -0.013965 | -0.016793 | -0.01968 | -0.022098
0.014449 | 0.020076 | 0.025172 | 0.0272 | 0.026765 | 0.02707 | 0.025806 | 0.024591 | 0.02353 | 0.021564 | 0.020608 | 0.02026 | 0.021412 | 0.022009 | 0.021211 | 0.020712 | 0.019523 | 0.017442 | 0.016438 | 0.014038 | 0.011668 | 0.009688 | 0.00674 | 0.004145 | 0.002487 | 0 | -0.002957 | -0.004475 | -0.005343 | -0.007754 | -0.010568 | -0.012964 | -0.015467 | -0.01736 | -0.020126
0.011445 | 0.015359 | 0.020311 | 0.022913 | 0.024119 | 0.023738 | 0.022688 | 0.021838 | 0.020566 | 0.02001 | 0.019416 | 0.019267 | 0.019852 | 0.020758 | 0.019615 | 0.019544 | 0.018152 | 0.016174 | 0.01527 | 0.012774 | 0.01046 | 0.008545 | 0.006163 | 0.003312 | 0.001132 | 0 | -0.002048 | -0.003079 | -0.005067 | -0.007382 | -0.009407 | -0.011341 | -0.013492 | -0.015582 | -0.01725
0.008899 | 0.01309 | 0.019189 | 0.021509 | 0.022096 | 0.022576 | 0.022151 | 0.020401 | 0.018874 | 0.019323 | 0.018012 | 0.017869 | 0.018219 | 0.018766 | 0.018395 | 0.017901 | 0.016607 | 0.015069 | 0.013997 | 0.011679 | 0.010028 | 0.007768 | 0.005544 | 0.003501 | 0.001633 | 0 | -0.001871 | -0.003206 | -0.004112 | -0.006566 | -0.008684 | -0.010056 | -0.012008 | -0.013811 | -0.015932
0.006984 | 0.011974 | 0.016691 | 0.018841 | 0.019366 | 0.019842 | 0.018515 | 0.01763 | 0.01682 | 0.016313 | 0.016131 | 0.015317 | 0.016084 | 0.016803 | 0.016483 | 0.015811 | 0.014693 | 0.013659 | 0.01225 | 0.010913 | 0.008465 | 0.006783 | 0.005109 | 0.003221 | 0.001418 | 0 | -0.001659 | -0.002942 | -0.004201 | -0.005856 | -0.0079 | -0.009577 | -0.011259 | -0.012538 | -0.013788
0.005934 | 0.009528 | 0.014632 | 0.017255 | 0.018182 | 0.01825 | 0.017939 | 0.017075 | 0.016325 | 0.015701 | 0.015571 | 0.015645 | 0.015846 | 0.01643 | 0.015845 | 0.015484 | 0.014777 | 0.013071 | 0.011689 | 0.009382 | 0.00812 | 0.006443 | 0.00447 | 0.002666 | 0.001287 | 0 | -0.001484 | -0.002395 | -0.003496 | -0.005492 | -0.006876 | -0.008405 | -0.010028 | -0.011166 | -0.012596
0.004583 | 0.009174 | 0.01451 | 0.016483 | 0.017262 | 0.017452 | 0.016966 | 0.015902 | 0.015488 | 0.014682 | 0.014569 | 0.014034 | 0.014552 | 0.014976 | 0.014776 | 0.014035 | 0.012958 | 0.012054 | 0.010873 | 0.009132 | 0.0077 | 0.006119 | 0.004544 | 0.002939 | 0.001259 | 0 | -0.001369 | -0.002345 | -0.00322 | -0.004893 | -0.006587 | -0.007567 | -0.009039 | -0.010097 | -0.011445
0.003157 | 0.007573 | 0.012019 | 0.014318 | 0.014832 | 0.015362 | 0.014863 | 0.014069 | 0.013505 | 0.01309 | 0.012737 | 0.012441 | 0.013141 | 0.01342 | 0.012853 | 0.012724 | 0.012024 | 0.010687 | 0.009828 | 0.00836 | 0.006877 | 0.005608 | 0.003847 | 0.002536 | 0.001346 | 0 | -0.001305 | -0.002184 | -0.003074 | -0.004549 | -0.006011 | -0.007279 | -0.008548 | -0.00954 | -0.010121
0.002873 | 0.006566 | 0.0115 | 0.014103 | 0.014867 | 0.01499 | 0.014786 | 0.013879 | 0.012934 | 0.013055 | 0.012685 | 0.012932 | 0.01268 | 0.013354 | 0.013067 | 0.012235 | 0.01143 | 0.010202 | 0.008986 | 0.007417 | 0.00611 | 0.004489 | 0.003413 | 0.002048 | 0.000784 | 0 | -0.001147 | -0.001987 | -0.003016 | -0.004515 | -0.005605 | -0.006817 | -0.008044 | -0.008803 | -0.009605
0.00206 | 0.006395 | 0.011092 | 0.012843 | 0.013657 | 0.014017 | 0.013588 | 0.012595 | 0.012526 | 0.011935 | 0.011567 | 0.011184 | 0.011669 | 0.011934 | 0.011835 | 0.011196 | 0.010415 | 0.009264 | 0.008376 | 0.007182 | 0.00594 | 0.004981 | 0.003467 | 0.002034 | 0.000909 | 0 | -0.000948 | -0.001866 | -0.002644 | -0.004141 | -0.005412 | -0.006218 | -0.007325 | -0.008203 | -0.008668
0.001683 | 0.005391 | 0.00978 | 0.012018 | 0.012645 | 0.012792 | 0.012381 | 0.011942 | 0.011493 | 0.011277 | 0.010956 | 0.010872 | 0.011182 | 0.011262 | 0.010869 | 0.010725 | 0.010046 | 0.008698 | 0.007982 | 0.006417 | 0.005187 | 0.004135 | 0.00284 | 0.001678 | 0.000852 | 0 | -0.001357 | -0.00177 | -0.002809 | -0.00391 | -0.004944 | -0.005998 | -0.006975 | -0.00746 | -0.007985
0.001512 | 0.005077 | 0.009824 | 0.011993 | 0.012652 | 0.012975 | 0.01262 | 0.012181 | 0.011698 | 0.011358 | 0.010894 | 0.011081 | 0.01112 | 0.011493 | 0.011125 | 0.0106 | 0.009501 | 0.008312 | 0.007404 | 0.006321 | 0.005193 | 0.004118 | 0.003122 | 0.001894 | 0.000921 | 0 | -0.000497 | -0.001394 | -0.00212 | -0.003548 | -0.004456 | -0.005292 | -0.006317 | -0.006855 | -0.007253
0.000733 | 0.004945 | 0.009249 | 0.010785 | 0.011484 | 0.011926 | 0.011224 | 0.010761 | 0.0105 | 0.009934 | 0.010054 | 0.009627 | 0.009871 | 0.00995 | 0.009623 | 0.009168 | 0.008706 | 0.007482 | 0.006615 | 0.005777 | 0.00454 | 0.00381 | 0.002548 | 0.001599 | 0.000907 | 0 | -0.001059 | -0.001735 | -0.002323 | -0.003466 | -0.004544 | -0.005338 | -0.00631 | -0.006811 | -0.00706
-0.000206 | 0.003236 | 0.007488 | 0.009871 | 0.01042 | 0.010647 | 0.010548 | 0.010018 | 0.009651 | 0.009648 | 0.009281 | 0.009235 | 0.009432 | 0.00962 | 0.009223 | 0.008992 | 0.00829 | 0.007067 | 0.006124 | 0.005098 | 0.004223 | 0.003285 | 0.002336 | 0.001517 | 0.000601 | 0 | -0.000843 | -0.001427 | -0.002243 | -0.003358 | -0.004227 | -0.005139 | -0.005896 | -0.006392 | -0.006671
-0.000264 | 0.003402 | 0.007966 | 0.009845 | 0.010599 | 0.010768 | 0.010569 | 0.010005 | 0.00977 | 0.0096 | 0.009061 | 0.009137 | 0.00916 | 0.009512 | 0.009207 | 0.008721 | 0.007754 | 0.006762 | 0.005849 | 0.005145 | 0.004154 | 0.003331 | 0.002489 | 0.001526 | 0.000853 | 0 | -0.000499 | -0.001111 | -0.001859 | -0.002895 | -0.003942 | -0.004488 | -0.005463 | -0.005935 | -0.006305
-0.000694 | 0.003041 | 0.006962 | 0.008671 | 0.009327 | 0.009596 | 0.009195 | 0.008887 | 0.008639 | 0.007976 | 0.008144 | 0.007736 | 0.008116 | 0.008157 | 0.007973 | 0.007652 | 0.007236 | 0.006079 | 0.005266 | 0.004508 | 0.00371 | 0.003108 | 0.002073 | 0.001381 | 0.000641 | 0 | -0.000825 | -0.001566 | -0.002056 | -0.003002 | -0.003969 | -0.00462 | -0.005441 | -0.0058 | -0.006015
-0.001344 | 0.001876 | 0.00618 | 0.008346 | 0.009134 | 0.009154 | 0.00899 | 0.008854 | 0.008329 | 0.008198 | 0.00799 | 0.007961 | 0.007996 | 0.008275 | 0.007893 | 0.007638 | 0.006837 | 0.005868 | 0.005045 | 0.004253 | 0.003459 | 0.002596 | 0.001922 | 0.001118 | 0.000516 | 0 | -0.000583 | -0.001086 | -0.001934 | -0.002951 | -0.003706 | -0.00448 | -0.005192 | -0.005488 | -0.0058
-0.001758 | 0.001846 | 0.006011 | 0.007678 | 0.008292 | 0.008614 | 0.008262 | 0.007851 | 0.00769 | 0.007495 | 0.007276 | 0.006975 | 0.007284 | 0.007428 | 0.007386 | 0.006877 | 0.00622 | 0.005358 | 0.004492 | 0.004024 | 0.003324 | 0.002731 | 0.001895 | 0.001311 | 0.000626 | 0 | -0.00061 | -0.001316 | -0.001752 | -0.00278 | -0.003608 | -0.004144 | -0.004981 | -0.005364 | -0.005585
-0.002274 | 0.001184 | 0.004832 | 0.006681 | 0.00734 | 0.007587 | 0.00742 | 0.007158 | 0.006906 | 0.006399 | 0.006511 | 0.006209 | 0.006401 | 0.006738 | 0.006585 | 0.006364 | 0.005891 | 0.004986 | 0.004406 | 0.003839 | 0.003079 | 0.002588 | 0.001874 | 0.001171 | 0.000593 | 0 | -0.000547 | -0.001077 | -0.001653 | -0.002495 | -0.003434 | -0.004084 | -0.004832 | -0.005101 | -0.005352
-0.002524 | 0.0006 | 0.004827 | 0.006815 | 0.007439 | 0.00758 | 0.007566 | 0.007286 | 0.006895 | 0.006849 | 0.006488 | 0.006536 | 0.006652 | 0.006758 | 0.006642 | 0.006437 | 0.005695 | 0.004844 | 0.00414 | 0.003498 | 0.002831 | 0.002286 | 0.001559 | 0.000922 | 0.000396 | 0 | -0.000473 | -0.001032 | -0.001712 | -0.002686 | -0.003288 | -0.004054 | -0.004664 | -0.005182 | -0.005327
-0.002532 | 0.000909 | 0.004592 | 0.00611 | 0.006839 | 0.007039 | 0.006826 | 0.006457 | 0.006362 | 0.005989 | 0.00589 | 0.005644 | 0.005924 | 0.00622 | 0.006137 | 0.005804 | 0.005316 | 0.004533 | 0.003871 | 0.003532 | 0.002848 | 0.002443 | 0.001801 | 0.001163 | 0.000589 | 0 | -0.000579 | -0.001151 | -0.001569 | -0.002463 | -0.003228 | -0.003789 | -0.00453 | -0.004818 | -0.00507
-0.003033 | 3.5e-05 | 0.003705 | 0.005596 | 0.00627 | 0.006463 | 0.006357 | 0.006094 | 0.005869 | 0.005513 | 0.005519 | 0.005504 | 0.00563 | 0.005817 | 0.005703 | 0.005602 | 0.005116 | 0.004341 | 0.00381 | 0.003214 | 0.002645 | 0.002065 | 0.00152 | 0.001013 | 0.000518 | 0 | -0.000523 | -0.001059 | -0.001624 | -0.002413 | -0.003247 | -0.003899 | -0.004582 | -0.004924 | -0.00511
-0.003219 | -0.000117 | 0.003867 | 0.005605 | 0.00617 | 0.00634 | 0.006329 | 0.006048 | 0.005737 | 0.005751 | 0.005393 | 0.005316 | 0.005435 | 0.005761 | 0.005631 | 0.005463 | 0.004789 | 0.004112 | 0.003661 | 0.003094 | 0.002491 | 0.002024 | 0.001488 | 0.000879 | 0.000363 | 0 | -0.000521 | -0.000912 | -0.001447 | -0.002372 | -0.002967 | -0.003636 | -0.0043 | -0.004784 | -0.004946
-0.003085 | 0.000146 | 0.00357 | 0.005099 | 0.005721 | 0.006031 | 0.005873 | 0.005628 | 0.005439 | 0.005103 | 0.005055 | 0.004831 | 0.005096 | 0.005369 | 0.005305 | 0.005149 | 0.004786 | 0.004123 | 0.003446 | 0.003177 | 0.002559 | 0.00224 | 0.00161 | 0.001038 | 0.000573 | 0 | -0.000483 | -0.001105 | -0.001531 | -0.002321 | -0.003215 | -0.003709 | -0.004399 | -0.004671 | -0.004974
-0.002917 | -8.9e-05 | 0.003494 | 0.005324 | 0.005908 | 0.006056 | 0.005932 | 0.005741 | 0.005488 | 0.005256 | 0.005095 | 0.005121 | 0.005208 | 0.005492 | 0.005447 | 0.005303 | 0.004832 | 0.004158 | 0.003615 | 0.003077 | 0.002558 | 0.001983 | 0.001496 | 0.000894 | 0.000463 | 0 | -0.000374 | -0.000865 | -0.001525 | -0.002222 | -0.002927 | -0.003731 | -0.00427 | -0.004723 | -0.004922
-0.003276 | -0.000214 | 0.003458 | 0.004989 | 0.00558 | 0.005719 | 0.005641 | 0.005392 | 0.005212 | 0.00509 | 0.00487 | 0.004783 | 0.004941 | 0.005239 | 0.005248 | 0.005089 | 0.004542 | 0.003937 | 0.003395 | 0.003005 | 0.002444 | 0.001994 | 0.001481 | 0.000911 | 0.000362 | 0 | -0.000551 | -0.001022 | -0.001466 | -0.002309 | -0.002985 | -0.003556 | -0.00427 | -0.004701 | -0.004944
-0.002551 | 0.000378 | 0.003567 | 0.00507 | 0.00568 | 0.005877 | 0.005758 | 0.005495 | 0.005361 | 0.004917 | 0.004958 | 0.004771 | 0.004921 | 0.00523 | 0.005167 | 0.005176 | 0.004874 | 0.004181 | 0.003603 | 0.003225 | 0.00254 | 0.00221 | 0.001569 | 0.00103 | 0.00054 | 0 | -0.000487 | -0.000966 | -0.001444 | -0.002168 | -0.003051 | -0.003619 | -0.004267 | -0.004594 | -0.004864
-0.002352 | 0.000318 | 0.003793 | 0.005475 | 0.00599 | 0.006058 | 0.006029 | 0.005719 | 0.005486 | 0.005349 | 0.005148 | 0.005065 | 0.005168 | 0.005394 | 0.005402 | 0.005291 | 0.004758 | 0.004222 | 0.003743 | 0.003178 | 0.002673 | 0.002024 | 0.001501 | 0.000933 | 0.000452 | 0 | -0.000398 | -0.000835 | -0.00145 | -0.002274 | -0.002846 | -0.00363 | -0.004224 | -0.004747 | -0.004964
-0.002812 | 0.000188 | 0.00352 | 0.004889 | 0.0055 | 0.005638 | 0.005645 | 0.00531 | 0.005117 | 0.004909 | 0.004847 | 0.004692 | 0.004882 | 0.005263 | 0.005247 | 0.005099 | 0.004701 | 0.004079 | 0.003584 | 0.003142 | 0.002557 | 0.002134 | 0.001515 | 0.000959 | 0.000396 | 0 | -0.00048 | -0.00101 | -0.001477 | -0.002277 | -0.002973 | -0.003526 | -0.004251 | -0.004706 | -0.005024
-0.001749 | 0.00086 | 0.003906 | 0.005388 | 0.005895 | 0.006087 | 0.005926 | 0.005682 | 0.005422 | 0.005206 | 0.005059 | 0.004866 | 0.005107 | 0.005392 | 0.00539 | 0.005359 | 0.005082 | 0.00451 | 0.003909 | 0.003399 | 0.002878 | 0.002322 | 0.00163 | 0.001092 | 0.000549 | 0 | -0.000477 | -0.00097 | -0.001514 | -0.002211 | -0.003006 | -0.003689 | -0.004325 | -0.004781 | -0.005042
-0.00194 | 0.000685 | 0.004041 | 0.005607 | 0.006058 | 0.00614 | 0.006117 | 0.00582 | 0.005552 | 0.005455 | 0.005227 | 0.005199 | 0.005235 | 0.005545 | 0.005572 | 0.005511 | 0.005009 | 0.004435 | 0.003974 | 0.003381 | 0.0028 | 0.002136 | 0.001546 | 0.000902 | 0.000375 | 0 | -0.000474 | -0.00098 | -0.001537 | -0.002388 | -0.002974 | -0.003671 | -0.004382 | -0.004839 | -0.005174
-0.001795 | 0.000986 | 0.003915 | 0.005186 | 0.005767 | 0.005878 | 0.005816 | 0.005522 | 0.005404 | 0.005096 | 0.005086 | 0.004774 | 0.005043 | 0.005368 | 0.005503 | 0.005411 | 0.005144 | 0.004563 | 0.004013 | 0.003483 | 0.002877 | 0.002389 | 0.00177 | 0.001059 | 0.000496 | 0 | -0.000475 | -0.001065 | -0.001471 | -0.002243 | -0.003022 | -0.003579 | -0.004293 | -0.004733 | -0.005147
-0.001934 | 0.000545 | 0.003691 | 0.005218 | 0.005727 | 0.005873 | 0.005818 | 0.005531 | 0.005408 | 0.005128 | 0.005118 | 0.004978 | 0.005123 | 0.005471 | 0.005556 | 0.005566 | 0.005313 | 0.004771 | 0.004295 | 0.003644 | 0.003048 | 0.002404 | 0.001745 | 0.001035 | 0.000522 | 0 | -0.000525 | -0.001004 | -0.001618 | -0.0023 | -0.003084 | -0.003791 | -0.004415 | -0.004973 | -0.005314
-0.002381 | 0.000307 | 0.003582 | 0.005054 | 0.005531 | 0.005703 | 0.005682 | 0.005421 | 0.00521 | 0.005114 | 0.004898 | 0.004866 | 0.005046 | 0.005423 | 0.005615 | 0.005584 | 0.005216 | 0.004726 | 0.004257 | 0.00366 | 0.003082 | 0.002425 | 0.001733 | 0.001071 | 0.000503 | 0 | -0.000485 | -0.001016 | -0.001503 | -0.002343 | -0.002905 | -0.003605 | -0.004336 | -0.004853 | -0.005208
-0.002638 | 1.9e-05 | 0.002899 | 0.004242 | 0.004846 | 0.005061 | 0.005023 | 0.004806 | 0.004698 | 0.004453 | 0.004457 | 0.004311 | 0.004635 | 0.005077 | 0.005295 | 0.005369 | 0.005324 | 0.004788 | 0.004298 | 0.003756 | 0.003154 | 0.002588 | 0.001874 | 0.001153 | 0.000552 | 0 | -0.000548 | -0.001118 | -0.001564 | -0.00232 | -0.003079 | -0.003686 | -0.004402 | -0.004902 | -0.005421
-0.002785 | -0.000351 | 0.00283 | 0.004367 | 0.004914 | 0.005137 | 0.005103 | 0.004954 | 0.004768 | 0.004687 | 0.00457 | 0.004514 | 0.004655 | 0.005128 | 0.005366 | 0.005533 | 0.005334 | 0.004937 | 0.004498 | 0.003952 | 0.003305 | 0.002556 | 0.001848 | 0.001133 | 0.000521 | 0 | -0.000526 | -0.001023 | -0.001624 | -0.002318 | -0.002995 | -0.003763 | -0.00441 | -0.00503 | -0.005435
-0.00333 | -0.000657 | 0.002458 | 0.003873 | 0.004451 | 0.004624 | 0.004635 | 0.004482 | 0.004295 | 0.004242 | 0.004107 | 0.004015 | 0.004343 | 0.004869 | 0.005256 | 0.005381 | 0.00525 | 0.00487 | 0.004444 | 0.003921 | 0.003335 | 0.002658 | 0.001915 | 0.00118 | 0.000597 | 0 | -0.000504 | -0.001046 | -0.001478 | -0.00227 | -0.00289 | -0.003569 | -0.004293 | -0.004865 | -0.005378
-0.002759 | -0.000323 | 0.002489 | 0.003879 | 0.004486 | 0.00468 | 0.004659 | 0.004442 | 0.004386 | 0.004119 | 0.004164 | 0.004079 | 0.004352 | 0.004852 | 0.005184 | 0.005387 | 0.005385 | 0.005005 | 0.00455 | 0.004023 | 0.003413 | 0.002783 | 0.00198 | 0.001237 | 0.000602 | 0 | -0.000536 | -0.001071 | -0.001591 | -0.002251 | -0.003042 | -0.00366 | -0.00435 | -0.004896 | -0.00544
-0.002642 | -0.00031 | 0.002689 | 0.004132 | 0.004594 | 0.004791 | 0.004767 | 0.004593 | 0.004389 | 0.004347 | 0.004251 | 0.004144 | 0.004348 | 0.004846 | 0.005202 | 0.005358 | 0.005219 | 0.004938 | 0.004574 | 0.003998 | 0.003427 | 0.002658 | 0.001878 | 0.001175 | 0.000537 | 0 | -0.00052 | -0.001036 | -0.001572 | -0.002295 | -0.002912 | -0.003633 | -0.004313 | -0.004904 | -0.005368
-0.001996 | 0.000389 | 0.003055 | 0.004268 | 0.004755 | 0.004818 | 0.004799 | 0.004561 | 0.004417 | 0.004275 | 0.004184 | 0.00408 | 0.004324 | 0.004803 | 0.005121 | 0.005267 | 0.005203 | 0.004837 | 0.004418 | 0.003949 | 0.003349 | 0.002708 | 0.001915 | 0.001181 | 0.000551 | 0 | -0.000567 | -0.001088 | -0.001522 | -0.002225 | -0.00286 | -0.00343 | -0.004161 | -0.004698 | -0.005201
-0.000919 | 0.00114 | 0.003656 | 0.004794 | 0.005226 | 0.005329 | 0.005207 | 0.005018 | 0.004856 | 0.004619 | 0.004557 | 0.004445 | 0.004554 | 0.00496 | 0.005188 | 0.005324 | 0.005265 | 0.004895 | 0.00452 | 0.003935 | 0.003371 | 0.002683 | 0.001937 | 0.001237 | 0.000582 | 0 | -0.00054 | -0.001038 | -0.001554 | -0.002139 | -0.002827 | -0.003476 | -0.004107 | -0.004609 | -0.005112
6.2e-05 | 0.002165 | 0.004723 | 0.005769 | 0.005976 | 0.006004 | 0.005851 | 0.005509 | 0.005303 | 0.005157 | 0.004929 | 0.004828 | 0.004904 | 0.005195 | 0.005392 | 0.005417 | 0.005177 | 0.004793 | 0.004335 | 0.00381 | 0.003245 | 0.002542 | 0.001768 | 0.00116 | 0.000522 | 0 | -0.000479 | -0.000985 | -0.001437 | -0.002147 | -0.002718 | -0.003324 | -0.003975 | -0.004469 | -0.004848
0.00121 | 0.003188 | 0.005275 | 0.006121 | 0.006367 | 0.006266 | 0.006048 | 0.005707 | 0.005537 | 0.005254 | 0.005145 | 0.004939 | 0.005028 | 0.005249 | 0.005326 | 0.005253 | 0.005065 | 0.004618 | 0.004157 | 0.003596 | 0.003065 | 0.002492 | 0.001788 | 0.001088 | 0.000516 | 0 | -0.000532 | -0.001012 | -0.001421 | -0.002052 | -0.002666 | -0.003197 | -0.003803 | -0.004211 | -0.004617
0.002735 | 0.004437 | 0.006449 | 0.007242 | 0.007338 | 0.007222 | 0.006863 | 0.006514 | 0.006251 | 0.005956 | 0.005759 | 0.005609 | 0.005524 | 0.005628 | 0.005586 | 0.005437 | 0.005131 | 0.004629 | 0.004119 | 0.003545 | 0.002969 | 0.002336 | 0.001661 | 0.001046 | 0.000501 | 0 | -0.000446 | -0.000903 | -0.001384 | -0.001984 | -0.002587 | -0.003173 | -0.003716 | -0.004171 | -0.004468
0.004233 | 0.005936 | 0.007574 | 0.008064 | 0.007983 | 0.007674 | 0.007333 | 0.006873 | 0.006582 | 0.006213 | 0.006045 | 0.005809 | 0.005706 | 0.005723 | 0.005568 | 0.005305 | 0.005018 | 0.004536 | 0.004077 | 0.003479 | 0.002863 | 0.00223 | 0.001559 | 0.000942 | 0.000432 | 0 | -0.000425 | -0.000831 | -0.001142 | -0.001639 | -0.002093 | -0.002465 | -0.002911 | -0.003149 | -0.003312
0.005042 | 0.0066 | 0.00823 | 0.008701 | 0.008525 | 0.008158 | 0.007756 | 0.007281 | 0.006896 | 0.00663 | 0.006361 | 0.006107 | 0.0059 | 0.005767 | 0.005486 | 0.0052 | 0.004807 | 0.004372 | 0.004012 | 0.003388 | 0.002779 | 0.002125 | 0.001455 | 0.000897 | 0.000378 | 0 | -0.000387 | -0.000704 | -0.001091 | -0.001599 | -0.002064 | -0.002473 | -0.002892 | -0.003166 | -0.003292
0.005757 | 0.007374 | 0.008918 | 0.009208 | 0.008954 | 0.008538 | 0.008039 | 0.007587 | 0.007159 | 0.006792 | 0.006484 | 0.006154 | 0.006027 | 0.005821 | 0.00545 | 0.005083 | 0.004677 | 0.004206 | 0.003804 | 0.003314 | 0.002738 | 0.002115 | 0.001436 | 0.000875 | 0.000418 | 0 | -0.000367 | -0.000758 | -0.001099 | -0.001636 | -0.002059 | -0.002442 | -0.002856 | -0.003065 | -0.003118
0.006114 | 0.007641 | 0.008996 | 0.009247 | 0.009039 | 0.008577 | 0.008094 | 0.007602 | 0.00716 | 0.006751 | 0.006502 | 0.0062 | 0.005963 | 0.005738 | 0.005342 | 0.004929 | 0.004534 | 0.004071 | 0.003665 | 0.003147 | 0.002618 | 0.002045 | 0.001429 | 0.000854 | 0.000365 | 0 | -0.000409 | -0.000776 | -0.001129 | -0.001613 | -0.002065 | -0.002431 | -0.002841 | -0.003038 | -0.003086
0.006256 | 0.007802 | 0.009266 | 0.009518 | 0.009189 | 0.008695 | 0.008183 | 0.007671 | 0.007203 | 0.006899 | 0.006551 | 0.006222 | 0.005948 | 0.005642 | 0.005187 | 0.004769 | 0.004343 | 0.003888 | 0.003545 | 0.003067 | 0.002516 | 0.001955 | 0.001359 | 0.00082 | 0.000388 | 0 | -0.000352 | -0.000662 | -0.001047 | -0.001579 | -0.002018 | -0.002418 | -0.002802 | -0.003013 | -0.003
0.005946 | 0.007543 | 0.008945 | 0.009141 | 0.008844 | 0.008407 | 0.007891 | 0.007392 | 0.006954 | 0.00654 | 0.00624 | 0.005914 | 0.005671 | 0.005371 | 0.0049 | 0.004461 | 0.004057 | 0.003615 | 0.003313 | 0.002871 | 0.002393 | 0.001864 | 0.001298 | 0.00078 | 0.000384 | 0 | -0.000362 | -0.000722 | -0.001078 | -0.001601 | -0.002026 | -0.002388 | -0.002769 | -0.002939 | -0.002934
0.005682 | 0.007169 | 0.008581 | 0.008844 | 0.008536 | 0.00805 | 0.007543 | 0.00703 | 0.006614 | 0.006225 | 0.005942 | 0.005622 | 0.005343 | 0.005026 | 0.004584 | 0.004149 | 0.003802 | 0.003441 | 0.003125 | 0.002715 | 0.002279 | 0.001788 | 0.001253 | 0.000781 | 0.000355 | 0 | -0.000347 | -0.000669 | -0.001028 | -0.001521 | -0.001963 | -0.002341 | -0.002708 | -0.002871 | -0.00291
0.005382 | 0.006869 | 0.00832 | 0.008538 | 0.008234 | 0.007753 | 0.007242 | 0.006749 | 0.006281 | 0.005931 | 0.005612 | 0.005251 | 0.004974 | 0.00467 | 0.004228 | 0.003842 | 0.003477 | 0.003116 | 0.002846 | 0.002526 | 0.002135 | 0.001668 | 0.001167 | 0.000734 | 0.000358 | 0 | -0.000317 | -0.00063 | -0.000966 | -0.001505 | -0.001922 | -0.002284 | -0.002664 | -0.002822 | -0.002831
0.005277 | 0.006772 | 0.008092 | 0.008251 | 0.00797 | 0.007494 | 0.007005 | 0.006473 | 0.006074 | 0.005651 | 0.005373 | 0.005041 | 0.004801 | 0.004504 | 0.004068 | 0.003659 | 0.0033 | 0.002948 | 0.002722 | 0.00239 | 0.002032 | 0.001593 | 0.001118 | 0.000701 | 0.000319 | 0 | -0.000333 | -0.000652 | -0.000981 | -0.001469 | -0.00191 | -0.002284 | -0.002651 | -0.00282 | -0.002818
0.005121 | 0.006575 | 0.007941 | 0.008179 | 0.007849 | 0.007316 | 0.006829 | 0.00631 | 0.005877 | 0.005494 | 0.005217 | 0.00488 | 0.004607 | 0.004286 | 0.003838 | 0.003442 | 0.003139 | 0.002874 | 0.002669 | 0.002369 | 0.002031 | 0.001617 | 0.001106 | 0.000686 | 0.000335 | 0 | -0.000293 | -0.000611 | -0.000934 | -0.001419 | -0.001859 | -0.002224 | -0.00259 | -0.002756 | -0.002714
0.004976 | 0.006371 | 0.007732 | 0.007909 | 0.007609 | 0.00718 | 0.006622 | 0.006042 | 0.005604 | 0.005242 | 0.004946 | 0.004623 | 0.004352 | 0.004063 | 0.00364 | 0.003228 | 0.002923 | 0.002633 | 0.002455 | 0.002163 | 0.001857 | 0.001504 | 0.001064 | 0.000688 | 0.000351 | 0 | -0.000314 | -0.000611 | -0.000941 | -0.001448 | -0.001876 | -0.002228 | -0.002582 | -0.002695 | -0.002734
0.004904 | 0.006327 | 0.007626 | 0.007821 | 0.007456 | 0.00696 | 0.006451 | 0.005928 | 0.005513 | 0.005111 | 0.004827 | 0.004497 | 0.004225 | 0.003905 | 0.003476 | 0.00312 | 0.002796 | 0.002512 | 0.00236 | 0.002081 | 0.001734 | 0.001377 | 0.000933 | 0.000554 | 0.000235 | 0 | -0.000295 | -0.000597 | -0.000921 | -0.001409 | -0.001838 | -0.002198 | -0.002565 | -0.002792 | -0.002797
0.005008 | 0.006346 | 0.007575 | 0.007667 | 0.00735 | 0.006888 | 0.006351 | 0.005857 | 0.005415 | 0.005023 | 0.004699 | 0.004414 | 0.004153 | 0.003846 | 0.003388 | 0.003002 | 0.002686 | 0.002377 | 0.002239 | 0.002032 | 0.001792 | 0.001415 | 0.000985 | 0.000619 | 0.0003 | 0 | -0.00029 | -0.00059 | -0.000915 | -0.001402 | -0.001826 | -0.002187 | -0.002559 | -0.002696 | -0.002682
0.005057 | 0.006316 | 0.007475 | 0.007609 | 0.007304 | 0.00684 | 0.006302 | 0.005779 | 0.005366 | 0.004967 | 0.004667 | 0.004341 | 0.004035 | 0.00371 | 0.003275 | 0.002884 | 0.002592 | 0.002353 | 0.002217 | 0.001967 | 0.001669 | 0.001351 | 0.000965 | 0.0006 | 0.000286 | 0 | -0.000264 | -0.000559 | -0.000872 | -0.001356 | -0.001784 | -0.002125 | -0.002519 | -0.002694 | -0.002706
0.005188 | 0.006466 | 0.007631 | 0.007743 | 0.007403 | 0.006893 | 0.006348 | 0.005849 | 0.005446 | 0.005068 | 0.004737 | 0.00441 | 0.004172 | 0.003847 | 0.003377 | 0.002977 | 0.00264 | 0.00235 | 0.002241 | 0.002038 | 0.001769 | 0.001411 | 0.000988 | 0.000607 | 0.000298 | 0 | -0.000256 | -0.000568 | -0.000878 | -0.001369 | -0.001798 | -0.002149 | -0.002514 | -0.002686 | -0.002639
0.0054 | 0.006636 | 0.007754 | 0.007839 | 0.007471 | 0.007017 | 0.006454 | 0.005967 | 0.005521 | 0.005131 | 0.004825 | 0.004511 | 0.004199 | 0.003891 | 0.003422 | 0.003001 | 0.002696 | 0.002409 | 0.002235 | 0.002042 | 0.001742 | 0.001398 | 0.000952 | 0.000604 | 0.000315 | 0 | -0.000272 | -0.00061 | -0.000897 | -0.001379 | -0.001801 | -0.002159 | -0.00252 | -0.002657 | -0.002665
0.005918 | 0.007069 | 0.008185 | 0.00825 | 0.0079 | 0.007389 | 0.006817 | 0.006286 | 0.005832 | 0.005485 | 0.005146 | 0.004809 | 0.004478 | 0.004112 | 0.00361 | 0.003162 | 0.002806 | 0.002499 | 0.002329 | 0.002093 | 0.001758 | 0.001423 | 0.000965 | 0.000605 | 0.000262 | 0 | -0.000289 | -0.000568 | -0.000904 | -0.001388 | -0.001817 | -0.002163 | -0.002507 | -0.002696 | -0.002674
0.006456 | 0.007594 | 0.0086 | 0.008599 | 0.008187 | 0.007641 | 0.007068 | 0.006552 | 0.006064 | 0.005636 | 0.005277 | 0.004945 | 0.004684 | 0.004255 | 0.003728 | 0.003279 | 0.002884 | 0.002543 | 0.002396 | 0.00214 | 0.001826 | 0.001455 | 0.001022 | 0.000637 | 0.00035 | 0 | -0.000268 | -0.000556 | -0.00087 | -0.001356 | -0.001782 | -0.002144 | -0.002508 | -0.002655 | -0.002667
0.006829 | 0.007855 | 0.008741 | 0.008765 | 0.008377 | 0.007815 | 0.007241 | 0.006683 | 0.006209 | 0.005739 | 0.005423 | 0.005098 | 0.004783 | 0.004412 | 0.003876 | 0.003363 | 0.002973 | 0.00262 | 0.002409 | 0.002172 | 0.00183 | 0.001468 | 0.001036 | 0.00065 | 0.000305 | 0 | -0.000276 | -0.000607 | -0.000911 | -0.001406 | -0.001834 | -0.002187 | -0.002538 | -0.002691 | -0.002731
0.007024 | 0.008038 | 0.009018 | 0.008971 | 0.008544 | 0.007976 | 0.007391 | 0.006823 | 0.006369 | 0.005964 | 0.0056 | 0.005243 | 0.004901 | 0.004503 | 0.003973 | 0.003511 | 0.003084 | 0.002733 | 0.0025 | 0.002243 | 0.001877 | 0.001466 | 0.001008 | 0.000632 | 0.000287 | 0 | -0.000301 | -0.000601 | -0.000916 | -0.001427 | -0.001856 | -0.002204 | -0.002587 | -0.002754 | -0.002761
0.007541 | 0.008583 | 0.009386 | 0.009301 | 0.008837 | 0.008265 | 0.007645 | 0.007113 | 0.00663 | 0.006182 | 0.005831 | 0.005458 | 0.005201 | 0.004756 | 0.004172 | 0.003653 | 0.003226 | 0.00281 | 0.002611 | 0.002341 | 0.001949 | 0.001527 | 0.001063 | 0.000674 | 0.000352 | 0 | -0.000288 | -0.000609 | -0.000923 | -0.001396 | -0.001826 | -0.002178 | -0.002545 | -0.00268 | -0.002677
0.007975 | 0.008825 | 0.009588 | 0.009532 | 0.009068 | 0.008509 | 0.007871 | 0.007317 | 0.006867 | 0.006344 | 0.006023 | 0.005679 | 0.005308 | 0.004919 | 0.004347 | 0.003806 | 0.003325 | 0.00298 | 0.002682 | 0.002339 | 0.001955 | 0.001523 | 0.001073 | 0.000701 | 0.000279 | 0 | -0.000322 | -0.000675 | -0.000956 | -0.001475 | -0.001882 | -0.002268 | -0.002624 | -0.00281 | -0.002824
0.00787 | 0.008888 | 0.009829 | 0.009766 | 0.009288 | 0.008707 | 0.008092 | 0.007488 | 0.006962 | 0.006639 | 0.006146 | 0.005822 | 0.005493 | 0.005019 | 0.004443 | 0.003918 | 0.00345 | 0.003057 | 0.002803 | 0.002446 | 0.002039 | 0.001609 | 0.001113 | 0.000702 | 0.00032 | 0 | -0.000317 | -0.0006 | -0.00093 | -0.001446 | -0.00192 | -0.002259 | -0.002656 | -0.002846 | -0.002829
0.008244 | 0.00918 | 0.009833 | 0.009752 | 0.009261 | 0.008678 | 0.00812 | 0.00755 | 0.007118 | 0.006557 | 0.006252 | 0.0059 | 0.005647 | 0.005237 | 0.004598 | 0.004068 | 0.003598 | 0.003164 | 0.002883 | 0.00253 | 0.002095 | 0.001679 | 0.001185 | 0.000758 | 0.000404 | 0 | -0.000295 | -0.000639 | -0.000949 | -0.001429 | -0.001866 | -0.002254 | -0.002646 | -0.002803 | -0.002848
0.008261 | 0.009094 | 0.009961 | 0.009947 | 0.009481 | 0.00894 | 0.008313 | 0.00771 | 0.007194 | 0.006791 | 0.006413 | 0.006031 | 0.005711 | 0.005309 | 0.004705 | 0.004169 | 0.003679 | 0.003265 | 0.002923 | 0.002518 | 0.00204 | 0.001599 | 0.00114 | 0.000679 | 0.000267 | 0 | -0.000383 | -0.000733 | -0.001054 | -0.001594 | -0.002033 | -0.002407 | -0.002799 | -0.003054 | -0.00309
0.008223 | 0.009216 | 0.010059 | 0.009915 | 0.009438 | 0.008865 | 0.008283 | 0.007716 | 0.007268 | 0.006812 | 0.006389 | 0.005999 | 0.005781 | 0.005357 | 0.004781 | 0.004317 | 0.003786 | 0.003332 | 0.003073 | 0.002703 | 0.002165 | 0.001765 | 0.001217 | 0.000782 | 0.000403 | 0 | -0.000299 | -0.000595 | -0.000912 | -0.001428 | -0.001946 | -0.002325 | -0.002744 | -0.002945 | -0.003025
0.00803 | 0.008883 | 0.009575 | 0.009615 | 0.009253 | 0.008712 | 0.008111 | 0.00761 | 0.007132 | 0.006607 | 0.006343 | 0.005984 | 0.00573 | 0.005416 | 0.004824 | 0.00433 | 0.003854 | 0.00336 | 0.003001 | 0.00265 | 0.002178 | 0.001727 | 0.001261 | 0.000786 | 0.000351 | 0 | -0.000353 | -0.000734 | -0.001039 | -0.001567 | -0.001989 | -0.002423 | -0.002866 | -0.003072 | -0.003154
0.007582 | 0.008494 | 0.009556 | 0.009586 | 0.009184 | 0.008644 | 0.008119 | 0.00754 | 0.007068 | 0.00668 | 0.006279 | 0.005902 | 0.005654 | 0.005279 | 0.004768 | 0.004337 | 0.003862 | 0.003435 | 0.003117 | 0.002667 | 0.002218 | 0.001758 | 0.001244 | 0.000774 | 0.000296 | 0 | -0.000345 | -0.000693 | -0.001012 | -0.001587 | -0.002079 | -0.002472 | -0.002925 | -0.003182 | -0.003314
0.007597 | 0.008655 | 0.009449 | 0.009468 | 0.009065 | 0.00857 | 0.007999 | 0.007449 | 0.006995 | 0.006576 | 0.006222 | 0.005819 | 0.005678 | 0.005335 | 0.004814 | 0.004381 | 0.003958 | 0.003519 | 0.003225 | 0.002829 | 0.002316 | 0.00186 | 0.001327 | 0.000806 | 0.000475 | 0 | -0.000329 | -0.000636 | -0.000952 | -0.001479 | -0.002 | -0.002383 | -0.002843 | -0.003097 | -0.003239
0.007006 | 0.007811 | 0.008725 | 0.008876 | 0.008571 | 0.008089 | 0.007626 | 0.00716 | 0.00665 | 0.006223 | 0.005921 | 0.005597 | 0.005431 | 0.005253 | 0.004763 | 0.004361 | 0.003896 | 0.003449 | 0.003097 | 0.002675 | 0.002227 | 0.00176 | 0.001259 | 0.000752 | 0.000291 | 0 | -0.000378 | -0.000799 | -0.001084 | -0.001665 | -0.002068 | -0.002509 | -0.002997 | -0.003289 | -0.003488
0.006965 | 0.00796 | 0.009066 | 0.009095 | 0.008758 | 0.008288 | 0.007821 | 0.007194 | 0.006759 | 0.006404 | 0.006069 | 0.005634 | 0.005475 | 0.005209 | 0.004819 | 0.004379 | 0.004009 | 0.003594 | 0.003291 | 0.002805 | 0.00231 | 0.00187 | 0.001331 | 0.000798 | 0.000348 | 0 | -0.000368 | -0.00072 | -0.001032 | -0.001569 | -0.002146 | -0.002505 | -0.003057 | -0.003363 | -0.003483
0.006677 | 0.007646 | 0.008421 | 0.008535 | 0.008207 | 0.007784 | 0.007366 | 0.006787 | 0.006375 | 0.005926 | 0.005594 | 0.005291 | 0.005256 | 0.005018 | 0.0046 | 0.004324 | 0.003942 | 0.003486 | 0.00325 | 0.002796 | 0.00229 | 0.001843 | 0.001259 | 0.000799 | 0.000383 | 0 | -0.000403 | -0.000723 | -0.001021 | -0.001568 | -0.002064 | -0.002506 | -0.002949 | -0.003247 | -0.003478
0.006678 | 0.007404 | 0.008371 | 0.008535 | 0.008265 | 0.00784 | 0.007395 | 0.0069 | 0.006474 | 0.006024 | 0.005805 | 0.005467 | 0.005259 | 0.005155 | 0.004755 | 0.004369 | 0.003936 | 0.003575 | 0.003209 | 0.002756 | 0.002226 | 0.001793 | 0.001326 | 0.000788 | 0.000343 | 0 | -0.000347 | -0.000754 | -0.001051 | -0.001657 | -0.00208 | -0.002529 | -0.003038 | -0.003352 | -0.00357
0.007028 | 0.008026 | 0.008914 | 0.008892 | 0.008516 | 0.008025 | 0.00757 | 0.006933 | 0.00644 | 0.006217 | 0.00576 | 0.00534 | 0.005297 | 0.005058 | 0.00467 | 0.004358 | 0.003988 | 0.003562 | 0.003345 | 0.002836 | 0.00239 | 0.001907 | 0.00137 | 0.00079 | 0.000387 | 0 | -0.000387 | -0.000762 | -0.001042 | -0.001547 | -0.00215 | -0.002475 | -0.00301 | -0.003295 | -0.003531
0.00744 | 0.008148 | 0.008717 | 0.008793 | 0.008395 | 0.007933 | 0.007528 | 0.006936 | 0.006567 | 0.006048 | 0.005862 | 0.005495 | 0.005428 | 0.005282 | 0.004754 | 0.004463 | 0.004074 | 0.003616 | 0.003282 | 0.002856 | 0.00237 | 0.00188 | 0.001404 | 0.000807 | 0.000397 | 0 | -0.000364 | -0.000718 | -0.000987 | -0.00153 | -0.001966 | -0.002447 | -0.002849 | -0.003153 | -0.003409
0.007489 | 0.008192 | 0.0091 | 0.009205 | 0.008739 | 0.008241 | 0.007744 | 0.007093 | 0.006734 | 0.006358 | 0.006015 | 0.005633 | 0.005458 | 0.005313 | 0.004875 | 0.004412 | 0.00395 | 0.003572 | 0.003206 | 0.002658 | 0.002211 | 0.001759 | 0.001282 | 0.000722 | 0.000285 | 0 | -0.000401 | -0.000849 | -0.001094 | -0.001631 | -0.002084 | -0.002516 | -0.002958 | -0.00335 | -0.003539
0.008068 | 0.008954 | 0.009567 | 0.009427 | 0.008986 | 0.008455 | 0.007986 | 0.007316 | 0.006812 | 0.006388 | 0.006089 | 0.005687 | 0.005605 | 0.005271 | 0.004814 | 0.004486 | 0.004095 | 0.003574 | 0.003327 | 0.00285 | 0.002341 | 0.00191 | 0.001367 | 0.000785 | 0.000404 | 0 | -0.0004 | -0.000687 | -0.001007 | -0.001499 | -0.002079 | -0.002407 | -0.00292 | -0.00313 | -0.003376
0.007898 | 0.008465 | 0.009114 | 0.009227 | 0.008825 | 0.008383 | 0.007869 | 0.007249 | 0.006911 | 0.006441 | 0.006167 | 0.005827 | 0.005715 | 0.005573 | 0.004958 | 0.004509 | 0.004014 | 0.003582 | 0.003237 | 0.002701 | 0.002252 | 0.001788 | 0.001321 | 0.000772 | 0.000376 | 0 | -0.000307 | -0.000681 | -0.000924 | -0.00149 | -0.001855 | -0.002327 | -0.002785 | -0.003028 | -0.003298
0.007239 | 0.008116 | 0.009164 | 0.009136 | 0.008712 | 0.008268 | 0.007797 | 0.007102 | 0.006746 | 0.006319 | 0.005967 | 0.005535 | 0.005374 | 0.005145 | 0.004677 | 0.004258 | 0.003845 | 0.003383 | 0.003063 | 0.002622 | 0.002157 | 0.001735 | 0.001247 | 0.000659 | 0.000233 | 0 | -0.000482 | -0.000829 | -0.001016 | -0.00158 | -0.002072 | -0.002432 | -0.002952 | -0.003265 | -0.003471
0.006027 | 0.007061 | 0.007905 | 0.00804 | 0.007816 | 0.007383 | 0.006883 | 0.00627 | 0.00591 | 0.005568 | 0.005256 | 0.004889 | 0.004934 | 0.004746 | 0.004366 | 0.004107 | 0.003844 | 0.003279 | 0.003122 | 0.002698 | 0.00218 | 0.001856 | 0.00136 | 0.000891 | 0.000461 | 0 | -0.000205 | -0.000508 | -0.000804 | -0.001285 | -0.001847 | -0.002225 | -0.002695 | -0.002964 | -0.003232