## Moorings
Mooring OOIBARCODE | Ref Des | Serial Number | Deployment Number | Anchor Launch Date | Anchor Launch Time | Recover Date | Latitude | Longitude | Water Depth | Cruise Number | Notes
N00275 | CE09OSSM | CE09OSSM-00002 | 2 | 2015-10-15 | 23:06 | 2016-05-07 | 46° 51.1879' N | 124° 57.2340' W | 542 | OC1510A |  | 46.8531 | -124.9539

## Asset_Cal_Info
Ref Des | Mooring OOIBARCODE | Mooring Serial Number | Deployment Number | Sensor OOIBARCODE | Sensor Serial Number | Calibration Cofficient Name | Calibration Cofficient Value | Notes
CE09OSSM-SBD11-06-METBKA000 | N00275 | CE09OSSM-00002 | 2 | N00738 | LGR12 | CC_lat | 46.8531 | Red Cells - Lat, Lon, etc. will be corrected Post-Deployment. These values are the previous deployment.
CE09OSSM-SBD11-06-METBKA000 | N00275 | CE09OSSM-00002 | 2 | N00738 | LGR12 | CC_lon | -124.9539
CE09OSSM-SBD11-06-METBKA000 | N00275 | CE09OSSM-00002 | 2 | N00738 | LGR12 | CC_depth_of_conductivity_and_temperature_measurements_m | 1.35 | [m]
CE09OSSM-SBD11-06-METBKA000 | N00275 | CE09OSSM-00002 | 2 | N00738 | LGR12 | CC_height_of_air_humidity_measurement_m | 3.76 | [m]
CE09OSSM-SBD11-06-METBKA000 | N00275 | CE09OSSM-00002 | 2 | N00738 | LGR12 | CC_height_of_air_temperature_measurement_m | 3.76 | [m]
CE09OSSM-SBD11-06-METBKA000 | N00275 | CE09OSSM-00002 | 2 | N00738 | LGR12 | CC_height_of_windspeed_sensor_above_sealevel_m | 4.33 | [m]
CE09OSSM-SBD11-06-METBKA000 | N00275 | CE09OSSM-00002 | 2 | N00738 | LGR12 | CC_jcool | 1 | Constant.
CE09OSSM-SBD11-06-METBKA000 | N00275 | CE09OSSM-00002 | 2 | N00738 | LGR12 | CC_jwarm | 1 | Constant.
CE09OSSM-SBD11-06-METBKA000 | N00275 | CE09OSSM-00002 | 2 | N00738 | LGR12 | CC_zinvpbl | 600 | Constant.
CE09OSSM-SBD11-02-HYDGN0000 | N00275 | CE09OSSM-00001 | 2 | OL000458 | CE09OSSM-00002-HYDGN11
CE09OSSM-SBD12-03-HYDGN0000 | N00275 | CE09OSSM-00001 | 2 | OL000459 | CE09OSSM-00002-HYDGN12
CE09OSSM-SBD11-01-MOPAK0000 | N00275 | CE09OSSM-00002 | 2 | OL000457 | CE09OSSM-00002+MOPAK |  |  | No cal parameters
CE09OSSM-SBD12-04-PCO2AA000 | N00275 | CE09OSSM-00002 | 2 | A01681 | 35-257-50A |  |  | No Calibration Coefficient
CE09OSSM-SBD11-04-VELPTA000 | N00275 | CE09OSSM-00002 | 2 | A01754 | AQD 12721 | CC_lat | 46.8531
CE09OSSM-SBD11-04-VELPTA000 | N00275 | CE09OSSM-00002 | 2 | A01754 | AQD 12721 | CC_lon | -124.9539
CE09OSSM-SBD12-05-WAVSSA000 | N00275 | CE09OSSM-00002 | 2 | A00794 | 05281 | CC_lat | 46.8531
CE09OSSM-SBD12-05-WAVSSA000 | N00275 | CE09OSSM-00002 | 2 | A00794 | 05281 | CC_lon | -124.9539
CE09OSSM-RID26-01-ADCPTC000 | N00275 | CE09OSSM-00002 | 2 | A01246 | 22717 | CC_depth | 7000 | CEW: use 7m as default (00001 entry was 5000)
CE09OSSM-RID26-01-ADCPTC000 | N00275 | CE09OSSM-00002 | 2 | A01246 | 22717 | CC_lat | 46.8531
CE09OSSM-RID26-01-ADCPTC000 | N00275 | CE09OSSM-00002 | 2 | A01246 | 22717 | CC_lon | -124.9539
CE09OSSM-RID26-01-ADCPTC000 | N00275 | CE09OSSM-00002 | 2 | A01246 | 22717 | CC_scale_factor1 | 0.45
CE09OSSM-RID26-01-ADCPTC000 | N00275 | CE09OSSM-00002 | 2 | A01246 | 22717 | CC_scale_factor2 | 0.45
CE09OSSM-RID26-01-ADCPTC000 | N00275 | CE09OSSM-00002 | 2 | A01246 | 22717 | CC_scale_factor3 | 0.45
CE09OSSM-RID26-01-ADCPTC000 | N00275 | CE09OSSM-00002 | 2 | A01246 | 22717 | CC_scale_factor4 | 0.45
CE09OSSM-RID27-03-CTDBPC000 | N00275 | CE09OSSM-00002 | 2 | A01032 | 16-50011 | CC_lat | 46.8531
CE09OSSM-RID27-03-CTDBPC000 | N00275 | CE09OSSM-00002 | 2 | A01032 | 16-50011 | CC_lon | -124.9539
CE09OSSM-RID27-03-CTDBPC000 | N00275 | CE09OSSM-00002 | 2 | A01032 | 16-50011 | CC_a0 | 0.0012846
CE09OSSM-RID27-03-CTDBPC000 | N00275 | CE09OSSM-00002 | 2 | A01032 | 16-50011 | CC_a1 | 0.00026595
CE09OSSM-RID27-03-CTDBPC000 | N00275 | CE09OSSM-00002 | 2 | A01032 | 16-50011 | CC_a2 | -1.6835e-07
CE09OSSM-RID27-03-CTDBPC000 | N00275 | CE09OSSM-00002 | 2 | A01032 | 16-50011 | CC_a3 | 1.4134e-07
CE09OSSM-RID27-03-CTDBPC000 | N00275 | CE09OSSM-00002 | 2 | A01032 | 16-50011 | CC_ptempa0 | -58.8559
CE09OSSM-RID27-03-CTDBPC000 | N00275 | CE09OSSM-00002 | 2 | A01032 | 16-50011 | CC_ptempa1 | 54.2581
CE09OSSM-RID27-03-CTDBPC000 | N00275 | CE09OSSM-00002 | 2 | A01032 | 16-50011 | CC_ptempa2 | -0.55808
CE09OSSM-RID27-03-CTDBPC000 | N00275 | CE09OSSM-00002 | 2 | A01032 | 16-50011 | CC_ptca0 | 524689.778
CE09OSSM-RID27-03-CTDBPC000 | N00275 | CE09OSSM-00002 | 2 | A01032 | 16-50011 | CC_ptca1 | -20.775
CE09OSSM-RID27-03-CTDBPC000 | N00275 | CE09OSSM-00002 | 2 | A01032 | 16-50011 | CC_ptca2 | 0.26732
CE09OSSM-RID27-03-CTDBPC000 | N00275 | CE09OSSM-00002 | 2 | A01032 | 16-50011 | CC_ptcb0 | 25.0263
CE09OSSM-RID27-03-CTDBPC000 | N00275 | CE09OSSM-00002 | 2 | A01032 | 16-50011 | CC_ptcb1 | -0.00035
CE09OSSM-RID27-03-CTDBPC000 | N00275 | CE09OSSM-00002 | 2 | A01032 | 16-50011 | CC_ptcb2 | 0
CE09OSSM-RID27-03-CTDBPC000 | N00275 | CE09OSSM-00002 | 2 | A01032 | 16-50011 | CC_pa0 | -0.16402
CE09OSSM-RID27-03-CTDBPC000 | N00275 | CE09OSSM-00002 | 2 | A01032 | 16-50011 | CC_pa1 | 0.00048963
CE09OSSM-RID27-03-CTDBPC000 | N00275 | CE09OSSM-00002 | 2 | A01032 | 16-50011 | CC_pa2 | -8.0476e-12
CE09OSSM-RID27-03-CTDBPC000 | N00275 | CE09OSSM-00002 | 2 | A01032 | 16-50011 | CC_g | -0.97158
CE09OSSM-RID27-03-CTDBPC000 | N00275 | CE09OSSM-00002 | 2 | A01032 | 16-50011 | CC_h | 0.13847
CE09OSSM-RID27-03-CTDBPC000 | N00275 | CE09OSSM-00002 | 2 | A01032 | 16-50011 | CC_i | -0.00024174
CE09OSSM-RID27-03-CTDBPC000 | N00275 | CE09OSSM-00002 | 2 | A01032 | 16-50011 | CC_j | 3.6678e-05
CE09OSSM-RID27-03-CTDBPC000 | N00275 | CE09OSSM-00002 | 2 | A01032 | 16-50011 | CC_cpcor | -9.57e-08
CE09OSSM-RID27-03-CTDBPC000 | N00275 | CE09OSSM-00002 | 2 | A01032 | 16-50011 | CC_ctcor | 3.25e-06
CE09OSSM-RID27-04-DOSTAD000 | N00275 | CE09OSSM-00002 | 2 | A00429 | 219 | CC_lat | 46.8531
CE09OSSM-RID27-04-DOSTAD000 | N00275 | CE09OSSM-00002 | 2 | A00429 | 219 | CC_lon | -124.9539
CE09OSSM-RID27-04-DOSTAD000 | N00275 | CE09OSSM-00002 | 2 | A00429 | 219 | CC_csv | [3.15137E-03, 1.33120E-04, 2.60842E-06, 2.32470E02, -3.12918E-01, -5.73390E01, 4.54363E00]
CE09OSSM-RID27-04-DOSTAD000 | N00275 | CE09OSSM-00002 | 2 | A00429 | 219 | CC_conc_coef | [-4.53699E-01, 1.09876] | [offset, slope]
CE09OSSM-RID27-02-FLORTD000 | N00275 | CE09OSSM-00002 | 2 | A01685 | 1291 | CC_dark_counts_volume_scatter | 48
CE09OSSM-RID27-02-FLORTD000 | N00275 | CE09OSSM-00002 | 2 | A01685 | 1291 | CC_scale_factor_volume_scatter | 1.839e-06
CE09OSSM-RID27-02-FLORTD000 | N00275 | CE09OSSM-00002 | 2 | A01685 | 1291 | CC_dark_counts_chlorophyll_a | 48
CE09OSSM-RID27-02-FLORTD000 | N00275 | CE09OSSM-00002 | 2 | A01685 | 1291 | CC_scale_factor_chlorophyll_a | 0.0121
CE09OSSM-RID27-02-FLORTD000 | N00275 | CE09OSSM-00002 | 2 | A01685 | 1291 | CC_dark_counts_cdom | 45
CE09OSSM-RID27-02-FLORTD000 | N00275 | CE09OSSM-00002 | 2 | A01685 | 1291 | CC_scale_factor_cdom | 0.0907
CE09OSSM-RID27-02-FLORTD000 | N00275 | CE09OSSM-00002 | 2 | A01685 | 1291 | CC_scattering_angle | 124 | Constant; not 117
CE09OSSM-RID27-02-FLORTD000 | N00275 | CE09OSSM-00002 | 2 | A01685 | 1291 | CC_measurement_wavelength | 700 | Constant
CE09OSSM-RID27-02-FLORTD000 | N00275 | CE09OSSM-00002 | 2 | A01685 | 1291 | CC_angular_resolution | 1.076 | Constant; not 1.08
CE09OSSM-RID27-02-FLORTD000 | N00275 | CE09OSSM-00002 | 2 | A01685 | 1291 | CC_depolarization_ratio | 0.039 | Constant
CE09OSSM-RID26-07-NUTNRB000 | N00275 | CE09OSSM-00002 | 2 | A00123 | 254 | CC_lower_wavelength_limit_for_spectra_fit | 217 | Constant
CE09OSSM-RID26-07-NUTNRB000 | N00275 | CE09OSSM-00002 | 2 | A00123 | 254 | CC_upper_wavelength_limit_for_spectra_fit | 240 | Constant
CE09OSSM-RID26-07-NUTNRB000 | N00275 | CE09OSSM-00002 | 2 | A00123 | 254 | CC_cal_temp | 19.98
CE09OSSM-RID26-07-NUTNRB000 | N00275 | CE09OSSM-00002 | 2 | A00123 | 254 | CC_wl | [189.06, 189.86, 190.66, 191.45, 192.25, 193.05, 193.85, 194.65, 195.45, 196.25, 197.05, 197.85, 198.65, 199.46, 200.26, 201.06, 201.86, 202.66, 203.47, 204.27, 205.07, 205.87, 206.68, 207.48, 208.29, 209.09, 209.89, 210.70, 211.50, 212.31, 213.11, 213.92, 214.72, 215.53, 216.34, 217.14, 217.95, 218.76, 219.56, 220.37, 221.18, 221.98, 222.79, 223.60, 224.41, 225.21, 226.02, 226.83, 227.64, 228.45, 229.26, 230.07, 230.88, 231.69, 232.50, 233.31, 234.12, 234.93, 235.74, 236.55, 237.36, 238.17, 238.98, 239.79, 240.60, 241.41, 242.23, 243.04, 243.85, 244.66, 245.47, 246.29, 247.10, 247.91, 248.72, 249.54, 250.35, 251.16, 251.98, 252.79, 253.60, 254.42, 255.23, 256.04, 256.86, 257.67, 258.49, 259.30, 260.11, 260.93, 261.74, 262.56, 263.37, 264.19, 265.00, 265.82, 266.63, 267.45, 268.26, 269.08, 269.89, 270.71, 271.52, 272.34, 273.16, 273.97, 274.79, 275.60, 276.42, 277.24, 278.05, 278.87, 279.68, 280.50, 281.32, 282.13, 282.95, 283.77, 284.58, 285.40, 286.22, 287.03, 287.85, 288.67, 289.48, 290.30, 291.12, 291.93, 292.75, 293.57, 294.39, 295.20, 296.02, 296.84, 297.65, 298.47, 299.29, 300.10, 300.92, 301.74, 302.56, 303.37, 304.19, 305.01, 305.82, 306.64, 307.46, 308.28, 309.09, 309.91, 310.73, 311.54, 312.36, 313.18, 314.00, 314.81, 315.63, 316.45, 317.26, 318.08, 318.90, 319.71, 320.53, 321.35, 322.16, 322.98, 323.80, 324.61, 325.43, 326.25, 327.06, 327.88, 328.70, 329.51, 330.33, 331.14, 331.96, 332.78, 333.59, 334.41, 335.22, 336.04, 336.85, 337.67, 338.49, 339.30, 340.12, 340.93, 341.75, 342.56, 343.38, 344.19, 345.01, 345.82, 346.64, 347.45, 348.26, 349.08, 349.89, 350.71, 351.52, 352.33, 353.15, 353.96, 354.78, 355.59, 356.40, 357.21, 358.03, 358.84, 359.65, 360.47, 361.28, 362.09, 362.90, 363.72, 364.53, 365.34, 366.15, 366.96, 367.77, 368.58, 369.40, 370.21, 371.02, 371.83, 372.64, 373.45, 374.26, 375.07, 375.88, 376.69, 377.50, 378.31, 379.12, 379.93, 380.73, 381.54, 382.35, 383.16, 383.97, 384.77, 385.58, 386.39, 387.20, 388.00, 388.81, 389.62, 390.42, 391.23, 392.04, 392.84, 393.65, 394.45, 395.26, 396.06]
CE09OSSM-RID26-07-NUTNRB000 | N00275 | CE09OSSM-00002 | 2 | A00123 | 254 | CC_eno3 | [-0.00376502, 0.00713208, 0.00428737, 0.00003987, -0.00038208, 0.00784826, 0.01118562, 0.01428620, 0.00673335, 0.01234120, 0.00716694, 0.00123680, 0.00162848, -0.00242148, 0.00011884, 0.00090998, -0.00217121, -0.00282898, -0.00061342, 0.00184213, 0.00013730, 0.00106014, 0.00165304, 0.00421813, 0.00510950, 0.00599928, 0.00622927, 0.00645968, 0.00630870, 0.00612390, 0.00587130, 0.00563432, 0.00531402, 0.00500189, 0.00468777, 0.00437656, 0.00406852, 0.00374551, 0.00344540, 0.00315093, 0.00288104, 0.00259882, 0.00234422, 0.00209558, 0.00185592, 0.00163497, 0.00143473, 0.00125101, 0.00107679, 0.00091869, 0.00078115, 0.00066167, 0.00055663, 0.00046804, 0.00039031, 0.00032628, 0.00026604, 0.00021196, 0.00016967, 0.00013540, 0.00010357, 0.00007870, 0.00006227, 0.00004136, 0.00003069, 0.00001525, 0.00000556, 0.00000324, -0.00000168, -0.00000342, -0.00000917, -0.00000972, -0.00000762, -0.00001323, -0.00001728, -0.00001209, -0.00000747, -0.00000460, -0.00000511, -0.00000333, -0.00000135, 0.00000304, -0.00000008, -0.00000100, 0.00001002, 0.00000452, 0.00000892, 0.00001590, 0.00001591, 0.00002029, 0.00001842, 0.00003336, 0.00004306, 0.00004501, 0.00003949, 0.00004726, 0.00003787, 0.00004927, 0.00005689, 0.00005859, 0.00006740, 0.00007124, 0.00007207, 0.00007680, 0.00007672, 0.00008791, 0.00008144, 0.00009584, 0.00009259, 0.00010722, 0.00009170, 0.00011054, 0.00012661, 0.00011723, 0.00011280, 0.00011388, 0.00012734, 0.00012407, 0.00013661, 0.00015823, 0.00015468, 0.00015216, 0.00016261, 0.00015502, 0.00016733, 0.00018014, 0.00020156, 0.00018143, 0.00018345, 0.00019081, 0.00018783, 0.00019707, 0.00019770, 0.00019850, 0.00020358, 0.00021186, 0.00020442, 0.00022199, 0.00023184, 0.00024277, 0.00023373, 0.00024347, 0.00025263, 0.00025003, 0.00025138, 0.00026281, 0.00025672, 0.00026349, 0.00026022, 0.00026593, 0.00027781, 0.00028002, 0.00029828, 0.00029057, 0.00029989, 0.00029252, 0.00030419, 0.00030608, 0.00030417, 0.00031072, 0.00032293, 0.00032672, 0.00032632, 0.00029945, 0.00032517, 0.00032973, 0.00032503, 0.00032433, 0.00032730, 0.00033710, 0.00036166, 0.00036511, 0.00034307, 0.00037342, 0.00035773, 0.00035851, 0.00034956, 0.00036812, 0.00038210, 0.00034915, 0.00037177, 0.00037791, 0.00040778, 0.00041286, 0.00040717, 0.00040104, 0.00042547, 0.00041775, 0.00040849, 0.00041751, 0.00039313, 0.00040781, 0.00038992, 0.00041368, 0.00042259, 0.00042690, 0.00042658, 0.00043713, 0.00044285, 0.00042995, 0.00044818, 0.00046336, 0.00050395, 0.00043372, 0.00047137, 0.00045957, 0.00046703, 0.00041938, 0.00045439, 0.00046352, 0.00048613, 0.00045877, 0.00045964, 0.00049494, 0.00048039, 0.00046537, 0.00048041, 0.00047748, 0.00049118, 0.00049376, 0.00050417, 0.00053521, 0.00056594, 0.00054910, 0.00055955, 0.00054759, 0.00053220, 0.00054676, 0.00056183, 0.00055459, 0.00054685, 0.00058038, 0.00060180, 0.00058272, 0.00052399, 0.00055620, 0.00061623, 0.00063155, 0.00060416, 0.00054673, 0.00058933, 0.00060418, 0.00063257, 0.00057977, 0.00057702, 0.00058457, 0.00061360, 0.00060747, 0.00055688, 0.00061952, 0.00071730, 0.00064834, 0.00067248, 0.00067071, 0.00065860, 0.00066248]
CE09OSSM-RID26-07-NUTNRB000 | N00275 | CE09OSSM-00002 | 2 | A00123 | 254 | CC_eswa | [0.00985884, 0.00184761, -0.00608885, 0.00190799, 0.00064873, -0.00475342, 0.00729516, 0.00824027, 0.01023429, 0.00730594, 0.01305256, 0.01832620, 0.02653140, 0.04206480, 0.05008664, 0.05100392, 0.06140395, 0.06200717, 0.06319701, 0.06333222, 0.06485261, 0.06250834, 0.06069624, 0.05598849, 0.05094567, 0.04478652, 0.03873618, 0.03258991, 0.02706203, 0.02237786, 0.01825505, 0.01482293, 0.01197374, 0.00961129, 0.00766567, 0.00610732, 0.00485135, 0.00384817, 0.00302437, 0.00238735, 0.00187371, 0.00147119, 0.00115420, 0.00090516, 0.00072147, 0.00057149, 0.00045428, 0.00036991, 0.00029606, 0.00024575, 0.00019203, 0.00016301, 0.00015094, 0.00011974, 0.00010126, 0.00009176, 0.00007417, 0.00007267, 0.00005633, 0.00005392, 0.00003776, 0.00003307, 0.00002777, 0.00002418, 0.00001938, 0.00001085, 0.00000706, 0.00000361, 0.00000097, 0.00000032, -0.00000723, -0.00000844, -0.00000900, -0.00000664, -0.00000037, -0.00000735, -0.00000351, -0.00000813, -0.00001993, -0.00000681, 0.00000403, -0.00001276, 0.00000107, 0.00000125, 0.00000534, 0.00000597, 0.00001420, 0.00001612, 0.00002240, 0.00002358, 0.00003003, 0.00000611, -0.00000147, 0.00000205, 0.00000591, 0.00000040, 0.00001191, 0.00001426, 0.00001315, 0.00002440, 0.00001028, 0.00002508, 0.00002503, 0.00002139, 0.00002828, 0.00002295, 0.00003383, 0.00001914, 0.00003329, 0.00002627, 0.00003275, 0.00002294, 0.00001654, 0.00004096, 0.00003651, 0.00004863, 0.00003230, 0.00005453, 0.00003365, 0.00003590, 0.00004097, 0.00005994, 0.00006697, 0.00005054, 0.00005720, 0.00006378, 0.00004722, 0.00005374, 0.00005920, 0.00006456, 0.00006233, 0.00006577, 0.00007463, 0.00008063, 0.00008560, 0.00009049, 0.00009778, 0.00008973, 0.00009316, 0.00009127, 0.00009560, 0.00009253, 0.00007962, 0.00008425, 0.00009510, 0.00009326, 0.00011233, 0.00011880, 0.00012455, 0.00013250, 0.00012347, 0.00012779, 0.00013291, 0.00014033, 0.00013409, 0.00013280, 0.00013614, 0.00013357, 0.00013921, 0.00014058, 0.00012604, 0.00014852, 0.00013779, 0.00018319, 0.00017661, 0.00018568, 0.00019843, 0.00018982, 0.00019591, 0.00020091, 0.00018089, 0.00019949, 0.00021500, 0.00020252, 0.00022133, 0.00019518, 0.00021585, 0.00021050, 0.00020325, 0.00024500, 0.00020194, 0.00021149, 0.00020839, 0.00021163, 0.00021976, 0.00020634, 0.00021448, 0.00021588, 0.00025183, 0.00024131, 0.00027476, 0.00025336, 0.00029475, 0.00030578, 0.00029496, 0.00025427, 0.00028189, 0.00029110, 0.00024571, 0.00027752, 0.00026774, 0.00028650, 0.00026333, 0.00031667, 0.00031261, 0.00035109, 0.00034707, 0.00035869, 0.00034670, 0.00032647, 0.00033600, 0.00032325, 0.00035752, 0.00032355, 0.00036916, 0.00037299, 0.00032403, 0.00038281, 0.00040257, 0.00038587, 0.00037069, 0.00036671, 0.00035728, 0.00037800, 0.00038649, 0.00039804, 0.00038747, 0.00043411, 0.00045028, 0.00036964, 0.00038467, 0.00040039, 0.00042949, 0.00041340, 0.00041675, 0.00040629, 0.00041963, 0.00040817, 0.00048886, 0.00052012, 0.00045531, 0.00051470, 0.00048284, 0.00048690, 0.00039405, 0.00044790, 0.00044691, 0.00048069, 0.00050644, 0.00045668, 0.00045097, 0.00047648, 0.00050376, 0.00045305, 0.00054318, 0.00054677]
CE09OSSM-RID26-07-NUTNRB000 | N00275 | CE09OSSM-00002 | 2 | A00123 | 254 | CC_di | [35.06913580, 35.99506173, 35.32839506, 39.06913580, 40.66172840, 43.06913580, 43.47654321, 46.80987654, 49.58765432, 50.55061728, 55.84691358, 74.40246914, 150.40246914, 366.29135802, 857.77283951, 1817.92098765, 3385.51358025, 5554.69876543, 8026.29135802, 10375.58765432, 12204.47654321, 13435.66172840, 14168.69876543, 14569.29135802, 14837.80987654, 15122.25432099, 15490.95802469, 16015.88395062, 16729.66172840, 17649.18024691, 18828.06913580, 20212.10617284, 21815.55061728, 23606.95802469, 25455.40246914, 27316.99506173, 29169.80987654, 30846.21728395, 32129.73580247, 33043.21728395, 33434.40246914, 33261.32839506, 32458.18024691, 31655.36543210, 30600.73580247, 29353.21728395, 28121.77283951, 27060.73580247, 26194.29135802, 25551.66172840, 25147.99506173, 25012.84691358, 25076.29135802, 25370.69876543, 25873.92098765, 26562.73580247, 27418.32839506, 28435.92098765, 29572.84691358, 30852.03209877, 32193.80987654, 33512.88395062, 34852.77283951, 36074.03209877, 37107.51358025, 37905.29135802, 38380.69876543, 38452.21728395, 38136.36543210, 37431.14320988, 36338.66172840, 34985.36543210, 33386.40246914, 31677.36543210, 29941.43950617, 28237.77283951, 26636.66172840, 25177.66172840, 23863.58765432, 22689.80987654, 21667.43950617, 20770.03209877, 20017.18024691, 19400.32839506, 18902.73580247, 18513.62469136, 18243.03209877, 18071.99506173, 18005.92098765, 18042.43950617, 18156.25432099, 18364.62469136, 18647.62469136, 18982.80987654, 19398.10617284, 19857.73580247, 20330.18024691, 20795.47654321, 21245.80987654, 21637.99506173, 21948.47654321, 22135.55061728, 22189.18024691, 22099.21728395, 21827.88395062, 21420.21728395, 20885.95802469, 20245.14320988, 19531.51358025, 18787.99506173, 18032.84691358, 17295.92098765, 16598.58765432, 15942.10617284, 15339.06913580, 14817.80987654, 14338.06913580, 13943.73580247, 13596.25432099, 13315.58765432, 13096.06913580, 12941.95802469, 12835.84691358, 12796.58765432, 12805.55061728, 12856.06913580, 12966.99506173, 13115.25432099, 13304.47654321, 13536.88395062, 13790.29135802, 14078.99506173, 14410.43950617, 14743.62469136, 15085.69876543, 15490.25432099, 15872.58765432, 16242.80987654, 16630.84691358, 16990.88395062, 17333.14320988, 17646.03209877, 17922.10617284, 18169.10617284, 18352.06913580, 18491.73580247, 18547.73580247, 18569.66172840, 18496.66172840, 18359.36543210, 18154.55061728, 17885.29135802, 17570.80987654, 17213.47654321, 16792.80987654, 16351.62469136, 15894.55061728, 15407.84691358, 14933.18024691, 14464.58765432, 13976.40246914, 13525.73580247, 13091.47654321, 12672.03209877, 12280.21728395, 11910.62469136, 11560.77283951, 11234.18024691, 10908.95802469, 10605.62469136, 10301.88395062, 10024.32839506, 9746.73580247, 9498.88395062, 9265.92098765, 9051.03209877, 8856.32839506, 8678.18024691, 8516.88395062, 8384.14320988, 8253.77283951, 8141.66172840, 8039.29135802, 7940.84691358, 7841.14320988, 7741.92098765, 7647.03209877, 7560.25432099, 7468.36543210, 7374.03209877, 7287.95802469, 7205.32839506, 7138.73580247, 7079.80987654, 7026.55061728, 6975.25432099, 6927.36543210, 6881.58765432, 6845.84691358, 6814.95802469, 6784.32839506, 6756.77283951, 6730.77283951, 6697.03209877, 6667.47654321, 6635.80987654, 6600.58765432, 6555.55061728, 6509.62469136, 6455.03209877, 6391.58765432, 6324.47654321, 6240.69876543, 6153.51358025, 6063.32839506, 5958.36543210, 5859.32839506, 5755.73580247, 5654.99506173, 5547.69876543, 5427.88395062, 5284.47654321, 5130.25432099, 4975.69876543, 4827.25432099, 4685.29135802, 4557.51358025, 4437.73580247, 4332.58765432, 4224.84691358, 4128.10617284, 4045.10617284, 3964.51358025, 3895.47654321, 3836.03209877, 3748.95802469, 3650.03209877, 3549.32839506, 3456.99506173, 3373.99506173, 3298.95802469, 3227.69876543, 3165.14320988, 3110.69876543, 3065.25432099, 3027.06913580, 2984.40246914, 2942.55061728, 2905.14320988, 2883.25432099, 2841.88395062, 2752.29135802, 2588.51358025, 2351.58765432, 2072.80987654, 2072.80987654] | Note: these CC_di values were determined in the lab, pre-deployment. They are NOT the factory cals delivered with the instrument.
CE09OSSM-RID27-01-OPTAAD000 | N00275 | CE09OSSM-00002 | 2 | A01781 | ACS-258 | CC_cwlngth | [400.3, 404.1, 407.6, 410.9, 414.2, 417.6, 421.7, 425.8, 429.9, 433.4, 437.1, 441.0, 445.5, 450.0, 453.9, 458.2, 462.4, 466.6, 470.8, 475.7, 480.4, 484.5, 488.8, 493.2, 497.2, 501.5, 506.1, 510.6, 514.9, 519.7, 524.2, 528.4, 532.3, 536.5, 540.8, 545.1, 549.2, 553.6, 557.9, 562.0, 566.1, 570.2, 574.1, 577.8, 582.2, 586.1, 590.3, 594.4, 598.7, 603.1, 607.5, 612.0, 616.2, 620.4, 624.5, 628.7, 632.7, 637.2, 641.2, 645.5, 649.8, 654.0, 658.3, 662.6, 666.9, 671.1, 675.0, 679.3, 683.0, 686.9, 690.7, 694.4, 697.9, 701.5, 705.2, 708.7, 712.1, 715.8, 719.0, 722.7, 725.6, 729.2, 732.4, 735.4, 738.5]
CE09OSSM-RID27-01-OPTAAD000 | N00275 | CE09OSSM-00002 | 2 | A01781 | ACS-258 | CC_ccwo | [-2.015117, -1.830744, -1.656363, -1.485527, -1.329903, -1.179654, -1.036143, -0.904407, -0.776968, -0.652995, -0.537071, -0.427119, -0.319611, -0.218258, -0.123482, -0.034562, 0.049912, 0.131929, 0.210567, 0.285369, 0.353977, 0.421237, 0.485599, 0.544086, 0.600816, 0.653251, 0.702870, 0.750153, 0.792936, 0.834353, 0.874324, 0.913722, 0.948471, 0.978995, 1.010990, 1.043127, 1.073514, 1.100594, 1.127153, 1.147774, 1.168789, 1.187415, 1.202122, 1.213257, 1.220406, 1.220118, 1.213533, 1.205759, 1.188647, 1.173066, 1.179664, 1.185833, 1.195102, 1.204186, 1.213132, 1.218614, 1.225503, 1.229455, 1.234049, 1.233887, 1.230119, 1.223158, 1.215553, 1.210591, 1.209738, 1.210381, 1.209608, 1.203721, 1.193563, 1.177713, 1.150726, 1.115866, 1.070503, 1.011118, 0.935940, 0.842034, 0.726720, 0.587829, 0.423327, 0.236133, 0.024858, -0.197609, -0.412159, -0.596784, -0.703209]
CE09OSSM-RID27-01-OPTAAD000 | N00275 | CE09OSSM-00002 | 2 | A01781 | ACS-258 | CC_tcal | 21.5
CE09OSSM-RID27-01-OPTAAD000 | N00275 | CE09OSSM-00002 | 2 | A01781 | ACS-258 | CC_tbins | [0.918656, 1.294220, 2.459500, 3.462656, 4.483400, 5.487692, 6.484286, 7.469259, 8.464400, 9.503333, 10.477778, 11.501579, 12.517059, 13.515882, 14.480588, 15.493684, 16.494737, 17.503158, 18.484118, 19.485556, 20.482500, 21.491875, 22.526111, 23.529474, 24.506842, 25.511000, 26.503529, 27.510000, 28.486111, 29.480000, 30.466250, 31.498000, 32.532667, 33.510500, 34.515714]
CE09OSSM-RID27-01-OPTAAD000 | N00275 | CE09OSSM-00002 | 2 | A01781 | ACS-258 | CC_awlngth | [399.1, 402.5, 405.7, 409.1, 412.1, 415.7, 419.0, 423.1, 427.2, 430.9, 434.7, 438.4, 442.3, 446.7, 450.8, 454.8, 459.0, 462.9, 467.1, 471.5, 476.1, 480.6, 485.0, 489.0, 493.4, 497.2, 501.4, 505.9, 510.4, 515.1, 519.6, 523.7, 528.0, 532.2, 536.0, 540.3, 544.4, 548.5, 552.8, 556.9, 561.1, 565.4, 569.3, 573.0, 576.4, 580.2, 583.9, 587.8, 591.8, 596.0, 600.4, 604.6, 609.0, 613.0, 617.4, 621.5, 625.5, 629.9, 633.7, 637.7, 642.0, 646.1, 650.6, 654.5, 659.0, 662.8, 667.2, 671.3, 675.4, 679.1, 683.0, 686.8, 690.5, 694.1, 697.6, 701.2, 704.7, 708.1, 711.5, 715.0, 718.4, 721.9, 725.2, 728.4, 731.5]
CE09OSSM-RID27-01-OPTAAD000 | N00275 | CE09OSSM-00002 | 2 | A01781 | ACS-258 | CC_acwo | [-2.182784, -2.003250, -1.838917, -1.686308, -1.544271, -1.408691, -1.277060, -1.149827, -1.024045, -0.902653, -0.784737, -0.669499, -0.556934, -0.445715, -0.338644, -0.232919, -0.129541, -0.029619, 0.067311, 0.160546, 0.251056, 0.339491, 0.424400, 0.506164, 0.584328, 0.659074, 0.730053, 0.798041, 0.863185, 0.926499, 0.988690, 1.049145, 1.107645, 1.163258, 1.217090, 1.268013, 1.315890, 1.362174, 1.406498, 1.449568, 1.489773, 1.527342, 1.562232, 1.593365, 1.617529, 1.641307, 1.660007, 1.673093, 1.679768, 1.681958, 1.687564, 1.697563, 1.714726, 1.736586, 1.759001, 1.780830, 1.801797, 1.821709, 1.840368, 1.857335, 1.871854, 1.882831, 1.889793, 1.893844, 1.897933, 1.904356, 1.912908, 1.921295, 1.927267, 1.929211, 1.924961, 1.913576, 1.893193, 1.862970, 1.821318, 1.766602, 1.696064, 1.607881, 1.498881, 1.368211, 1.215157, 1.037179, 0.838589, 0.627541, 0.420063]
CE09OSSM-RID27-01-OPTAAD000 | N00275 | CE09OSSM-00002 | 2 | A01781 | ACS-258 | CC_taarray | SheetRef:ACS258_CC_taarray
CE09OSSM-RID27-01-OPTAAD000 | N00275 | CE09OSSM-00002 | 2 | A01781 | ACS-258 | CC_tcarray | SheetRef:ACS258_CC_tcarray
CE09OSSM-RID26-06-PHSEND000 | N00275 | CE09OSSM-00002 | 2 | A00650 | P0121 | CC_ea434 | 17533
CE09OSSM-RID26-06-PHSEND000 | N00275 | CE09OSSM-00002 | 2 | A00650 | P0121 | CC_ea578 | 101
CE09OSSM-RID26-06-PHSEND000 | N00275 | CE09OSSM-00002 | 2 | A00650 | P0121 | CC_eb434 | 2229
CE09OSSM-RID26-06-PHSEND000 | N00275 | CE09OSSM-00002 | 2 | A00650 | P0121 | CC_eb578 | 38502
CE09OSSM-RID26-06-PHSEND000 | N00275 | CE09OSSM-00002 | 2 | A00650 | P0121 | CC_ind_off | 0 | value and fillcolor as on 00001
CE09OSSM-RID26-06-PHSEND000 | N00275 | CE09OSSM-00002 | 2 | A00650 | P0121 | CC_ind_slp | 1 | value and fillcolor as on 00001
CE09OSSM-RID26-06-PHSEND000 | N00275 | CE09OSSM-00002 | 2 | A00650 | P0121 | CC_psal | 35 | DELETE: use salinity from co-located CTDBP
CE09OSSM-RID26-08-SPKIRB000 | N00275 | CE09OSSM-00002 | 2 | A00693 | 254 | CC_immersion_factor | [1.368, 1.410, 1.365, 1.354, 1.372, 1.322, 1.347]
CE09OSSM-RID26-08-SPKIRB000 | N00275 | CE09OSSM-00002 | 2 | A00693 | 254 | CC_offset | [2147495896.5, 2146985694.4, 2148019939.6, 2146827945.6, 2146776817.0, 2147966399.2, 2147354281.7]
CE09OSSM-RID26-08-SPKIRB000 | N00275 | CE09OSSM-00002 | 2 | A00693 | 254 | CC_scale | [2.04979475088e-007, 1.96510968315e-007, 2.01783254332e-007, 2.08071429102e-007, 2.08059428519e-007, 2.1554017564e-007, 2.13387791406e-007]
CE09OSSM-RID26-04-VELPTA000 | N00275 | CE09OSSM-00002 | 2 | N00414 | AQD 11380 | CC_lat | 46.8531
CE09OSSM-RID26-04-VELPTA000 | N00275 | CE09OSSM-00002 | 2 | N00414 | AQD 11380 | CC_lon | -124.9539
CE09OSSM-MFD35-04-ADCPSJ000 | N00275 | CE09OSSM-00002 | 2 | A01243 | 22649 | CC_depth | 542000 | this is 00001 value
CE09OSSM-MFD35-04-ADCPSJ000 | N00275 | CE09OSSM-00002 | 2 | A01243 | 22649 | CC_lat | 46.8531
CE09OSSM-MFD35-04-ADCPSJ000 | N00275 | CE09OSSM-00002 | 2 | A01243 | 22649 | CC_lon | -124.9539
CE09OSSM-MFD35-04-ADCPSJ000 | N00275 | CE09OSSM-00002 | 2 | A01243 | 22649 | CC_scale_factor1 | 0.45
CE09OSSM-MFD35-04-ADCPSJ000 | N00275 | CE09OSSM-00002 | 2 | A01243 | 22649 | CC_scale_factor2 | 0.45
CE09OSSM-MFD35-04-ADCPSJ000 | N00275 | CE09OSSM-00002 | 2 | A01243 | 22649 | CC_scale_factor3 | 0.45
CE09OSSM-MFD35-04-ADCPSJ000 | N00275 | CE09OSSM-00002 | 2 | A01243 | 22649 | CC_scale_factor4 | 0.45
[8 empty] | No Calibration Coefficient | CE09OSSM-MFD37-06-CAMDSA000 | CE09OSSM-00002 | 2 | NOT INSTALLED
CE09OSSM-MFD37-03-CTDBPE000 | N00275 | CE09OSSM-00002 | 2 | A01147 | 16-50068 | CC_lat | 46.8531
CE09OSSM-MFD37-03-CTDBPE000 | N00275 | CE09OSSM-00002 | 2 | A01147 | 16-50068 | CC_lon | -124.9539
CE09OSSM-MFD37-03-CTDBPE000 | N00275 | CE09OSSM-00002 | 2 | A01147 | 16-50068 | CC_a0 | 0.00125
CE09OSSM-MFD37-03-CTDBPE000 | N00275 | CE09OSSM-00002 | 2 | A01147 | 16-50068 | CC_a1 | 0.00027464
CE09OSSM-MFD37-03-CTDBPE000 | N00275 | CE09OSSM-00002 | 2 | A01147 | 16-50068 | CC_a2 | -1.1187e-06
CE09OSSM-MFD37-03-CTDBPE000 | N00275 | CE09OSSM-00002 | 2 | A01147 | 16-50068 | CC_a3 | 1.8011e-07
CE09OSSM-MFD37-03-CTDBPE000 | N00275 | CE09OSSM-00002 | 2 | A01147 | 16-50068 | CC_ptempa0 | -73.5934
CE09OSSM-MFD37-03-CTDBPE000 | N00275 | CE09OSSM-00002 | 2 | A01147 | 16-50068 | CC_ptempa1 | 53.4188
CE09OSSM-MFD37-03-CTDBPE000 | N00275 | CE09OSSM-00002 | 2 | A01147 | 16-50068 | CC_ptempa2 | -0.72569
CE09OSSM-MFD37-03-CTDBPE000 | N00275 | CE09OSSM-00002 | 2 | A01147 | 16-50068 | CC_ptca0 | 524344.289
CE09OSSM-MFD37-03-CTDBPE000 | N00275 | CE09OSSM-00002 | 2 | A01147 | 16-50068 | CC_ptca1 | 329.9951
CE09OSSM-MFD37-03-CTDBPE000 | N00275 | CE09OSSM-00002 | 2 | A01147 | 16-50068 | CC_ptca2 | -5.744
CE09OSSM-MFD37-03-CTDBPE000 | N00275 | CE09OSSM-00002 | 2 | A01147 | 16-50068 | CC_ptcb0 | 25.032
CE09OSSM-MFD37-03-CTDBPE000 | N00275 | CE09OSSM-00002 | 2 | A01147 | 16-50068 | CC_ptcb1 | 0 | double-checked this entry
CE09OSSM-MFD37-03-CTDBPE000 | N00275 | CE09OSSM-00002 | 2 | A01147 | 16-50068 | CC_ptcb2 | 0
CE09OSSM-MFD37-03-CTDBPE000 | N00275 | CE09OSSM-00002 | 2 | A01147 | 16-50068 | CC_pa0 | 12.0156
CE09OSSM-MFD37-03-CTDBPE000 | N00275 | CE09OSSM-00002 | 2 | A01147 | 16-50068 | CC_pa1 | 0.0026458
CE09OSSM-MFD37-03-CTDBPE000 | N00275 | CE09OSSM-00002 | 2 | A01147 | 16-50068 | CC_pa2 | 2.6006e-11
CE09OSSM-MFD37-03-CTDBPE000 | N00275 | CE09OSSM-00002 | 2 | A01147 | 16-50068 | CC_g | -0.99735
CE09OSSM-MFD37-03-CTDBPE000 | N00275 | CE09OSSM-00002 | 2 | A01147 | 16-50068 | CC_h | 0.14976
CE09OSSM-MFD37-03-CTDBPE000 | N00275 | CE09OSSM-00002 | 2 | A01147 | 16-50068 | CC_i | -0.00023753
CE09OSSM-MFD37-03-CTDBPE000 | N00275 | CE09OSSM-00002 | 2 | A01147 | 16-50068 | CC_j | 3.9406e-05
CE09OSSM-MFD37-03-CTDBPE000 | N00275 | CE09OSSM-00002 | 2 | A01147 | 16-50068 | CC_cpcor | -9.57e-08
CE09OSSM-MFD37-03-CTDBPE000 | N00275 | CE09OSSM-00002 | 2 | A01147 | 16-50068 | CC_ctcor | 3.25e-06
CE09OSSM-MFD37-03-DOSTAD000 | N00275 | CE09OSSM-00002 | 2 | A01688 | 478 | CC_lat | 46.8531
CE09OSSM-MFD37-03-DOSTAD000 | N00275 | CE09OSSM-00002 | 2 | A01688 | 478 | CC_lon | -124.9539
CE09OSSM-MFD37-03-DOSTAD000 | N00275 | CE09OSSM-00002 | 2 | A01688 | 478 | CC_csv | [2.84855E-03, 1.21136E-04, 2.48547E-06, 2.30403E02, -2.91694E-01, -5.79902E01, 4.54672E00]
CE09OSSM-MFD37-03-DOSTAD000 | N00275 | CE09OSSM-00002 | 2 | A01688 | 478 | CC_conc_coef | [[0.0, 1.0]] | 2D vector required by DPA; 1st cal, so default values for offset and slope
CE09OSSM-MFD37-01-OPTAAC000 | N00275 | CE09OSSM-00002 | 2 | A01761 | ACS-249 | CC_cwlngth | [398.7, 401.9, 405.1, 408.4, 411.6, 415.0, 418.5, 422.6, 426.1, 430.1, 434.0, 437.5, 441.6, 445.5, 450.2, 454.4, 458.5, 462.2, 466.2, 470.8, 475.7, 480.1, 484.5, 488.6, 492.8, 496.8, 501.0, 505.5, 510.2, 514.5, 519.2, 523.7, 527.9, 531.8, 535.8, 540.1, 544.2, 548.6, 552.9, 557.0, 561.3, 565.6, 569.5, 573.2, 577.1, 580.5, 585.2, 589.6, 593.4, 597.6, 601.9, 606.8, 610.8, 615.5, 619.5, 623.7, 627.7, 631.9, 636.0, 640.0, 644.1, 648.8, 652.7, 657.0, 661.3, 665.5, 669.3, 673.6, 677.6, 681.7, 685.0, 688.9, 692.4, 696.0, 699.4, 703.1, 705.7, 709.5, 712.9, 716.4, 719.5, 722.4, 726.0, 728.6, 731.5]
CE09OSSM-MFD37-01-OPTAAC000 | N00275 | CE09OSSM-00002 | 2 | A01761 | ACS-249 | CC_ccwo | [-1.588225, -1.429265, -1.278687, -1.131828, -0.992678, -0.865633, -0.743974, -0.630328, -0.522597, -0.418776, -0.320317, -0.226363, -0.136769, -0.050890, 0.040509, 0.108548, 0.177983, 0.245491, 0.312152, 0.373416, 0.433103, 0.490317, 0.544016, 0.595281, 0.646422, 0.693317, 0.737339, 0.780563, 0.820135, 0.856348, 0.891727, 0.925261, 0.957447, 0.986770, 1.014701, 1.042833, 1.071861, 1.101367, 1.130031, 1.159279, 1.185141, 1.211575, 1.234930, 1.256289, 1.277835, 1.298553, 1.268758, 1.268732, 1.263128, 1.255739, 1.253231, 1.259008, 1.272793, 1.290064, 1.307423, 1.323958, 1.340925, 1.354685, 1.365875, 1.380389, 1.390131, 1.394781, 1.398242, 1.398818, 1.398679, 1.401578, 1.410425, 1.418336, 1.420487, 1.413568, 1.405085, 1.384665, 1.358890, 1.320450, 1.269441, 1.210417, 1.133156, 1.037850, 0.924675, 0.788665, 0.634444, 0.455457, 0.256844, 0.058365, -0.133721]
CE09OSSM-MFD37-01-OPTAAC000 | N00275 | CE09OSSM-00002 | 2 | A01761 | ACS-249 | CC_tcal | 22.1
CE09OSSM-MFD37-01-OPTAAC000 | N00275 | CE09OSSM-00002 | 2 | A01761 | ACS-249 | CC_tbins | [0.880657, 1.372425, 2.469328, 3.478269, 4.452394, 5.460625, 6.475263, 7.487667, 8.480400, 9.486957, 10.506500, 11.496667, 12.495882, 13.506667, 14.491765, 15.503889, 16.510625, 17.494118, 18.498889, 19.506471, 20.479375, 21.476250, 22.470625, 23.489375, 24.505625, 25.497059, 26.498889, 27.519500, 28.538846, 29.489118, 30.495806, 31.484194, 32.491875, 33.521765, 34.503243, 35.507568, 36.460541]
CE09OSSM-MFD37-01-OPTAAC000 | N00275 | CE09OSSM-00002 | 2 | A01761 | ACS-249 | CC_awlngth | [401.0, 404.1, 407.3, 410.7, 413.9, 417.3, 421.2, 425.3, 429.3, 432.5, 436.1, 440.1, 444.0, 448.5, 452.7, 456.9, 460.8, 465.0, 469.1, 473.6, 478.0, 482.4, 486.6, 490.7, 495.1, 498.8, 503.1, 507.8, 512.3, 516.8, 521.1, 525.4, 529.6, 533.5, 537.7, 542.0, 545.9, 550.0, 554.6, 558.7, 563.0, 567.1, 571.0, 574.9, 578.6, 582.0, 585.4, 589.5, 593.7, 597.9, 602.3, 606.6, 611.2, 615.5, 619.5, 623.9, 628.0, 632.2, 636.3, 640.3, 644.3, 648.4, 652.7, 657.2, 661.3, 665.5, 669.5, 673.6, 677.6, 681.2, 685.0, 688.7, 692.3, 695.7, 699.4, 702.9, 706.3, 709.7, 712.9, 716.5, 719.6, 722.7, 725.9, 728.9, 732.1]
CE09OSSM-MFD37-01-OPTAAC000 | N00275 | CE09OSSM-00002 | 2 | A01761 | ACS-249 | CC_acwo | [-1.399023, -1.269563, -1.153316, -1.046197, -0.946231, -0.850495, -0.758340, -0.667425, -0.580843, -0.498185, -0.419786, -0.340810, -0.260869, -0.185163, -0.116119, -0.042326, 0.030919, 0.100279, 0.166796, 0.231557, 0.294251, 0.354657, 0.413308, 0.469109, 0.521339, 0.572699, 0.620369, 0.665232, 0.710056, 0.754851, 0.799777, 0.843073, 0.885107, 0.926447, 0.966115, 1.003221, 1.038664, 1.072766, 1.106042, 1.137800, 1.167829, 1.194978, 1.219536, 1.240774, 1.257576, 1.268371, 1.272474, 1.273947, 1.271400, 1.269735, 1.275068, 1.288790, 1.307645, 1.327732, 1.347672, 1.366996, 1.384854, 1.402610, 1.419975, 1.433796, 1.444585, 1.451626, 1.454617, 1.458276, 1.465517, 1.475453, 1.483533, 1.487563, 1.487586, 1.482934, 1.469595, 1.448104, 1.416073, 1.373281, 1.319096, 1.249318, 1.163865, 1.059983, 0.935297, 0.790045, 0.622359, 0.431570, 0.227202, 0.022548, -0.168746]
CE09OSSM-MFD37-01-OPTAAC000 | N00275 | CE09OSSM-00002 | 2 | A01761 | ACS-249 | CC_taarray | SheetRef:ACS249_CC_taarray
CE09OSSM-MFD37-01-OPTAAC000 | N00275 | CE09OSSM-00002 | 2 | A01761 | ACS-249 | CC_tcarray | SheetRef:ACS249_CC_tcarray
CE09OSSM-MFD35-05-PCO2WB000 | N00275 | CE09OSSM-00002 | 2 | A00628 | C0081 | CC_cala | 0.0497
CE09OSSM-MFD35-05-PCO2WB000 | N00275 | CE09OSSM-00002 | 2 | A00628 | C0081 | CC_calb | 0.5911
CE09OSSM-MFD35-05-PCO2WB000 | N00275 | CE09OSSM-00002 | 2 | A00628 | C0081 | CC_calc | -1.5395
CE09OSSM-MFD35-05-PCO2WB000 | N00275 | CE09OSSM-00002 | 2 | A00628 | C0081 | CC_calt | 14.9986
CE09OSSM-MFD35-05-PCO2WB000 | N00275 | CE09OSSM-00002 | 2 | A00628 | C0081 | CC_ea434 | 19706 | ea and eb coeffs are …
CE09OSSM-MFD35-05-PCO2WB000 | N00275 | CE09OSSM-00002 | 2 | A00628 | C0081 | CC_ea620 | 34 | … reagent bag specific.
CE09OSSM-MFD35-05-PCO2WB000 | N00275 | CE09OSSM-00002 | 2 | A00628 | C0081 | CC_eb434 | 3073
CE09OSSM-MFD35-05-PCO2WB000 | N00275 | CE09OSSM-00002 | 2 | A00628 | C0081 | CC_eb620 | 44327
CE09OSSM-MFD35-06-PHSEND000 | N00275 | CE09OSSM-00002 | 2 | A01746 | P0167 | CC_ea434 | 17533
CE09OSSM-MFD35-06-PHSEND000 | N00275 | CE09OSSM-00002 | 2 | A01746 | P0167 | CC_ea578 | 101
CE09OSSM-MFD35-06-PHSEND000 | N00275 | CE09OSSM-00002 | 2 | A01746 | P0167 | CC_eb434 | 2229
CE09OSSM-MFD35-06-PHSEND000 | N00275 | CE09OSSM-00002 | 2 | A01746 | P0167 | CC_eb578 | 38502
CE09OSSM-MFD35-06-PHSEND000 | N00275 | CE09OSSM-00002 | 2 | A01746 | P0167 | CC_ind_off | 0 | value and fillcolor as on 00001
CE09OSSM-MFD35-06-PHSEND000 | N00275 | CE09OSSM-00002 | 2 | A01746 | P0167 | CC_ind_slp | 1 | value and fillcolor as on 00001
CE09OSSM-MFD35-06-PHSEND000 | N00275 | CE09OSSM-00002 | 2 | A01746 | P0167 | CC_psal | 35 | DELETE: use salinity from co-located CTDBP
CE09OSSM-MFD35-02-PRESFC000 | N00275 | CE09OSSM-00002 | 2 | N00683 | 26P-1398 | CC_c1 | -4631.526 | IDD for data recovered directly from
CE09OSSM-MFD35-02-PRESFC000 | N00275 | CE09OSSM-00002 | 2 | N00683 | 26P-1398 | CC_c2 | 35.7671 | the PRESF instrument needs to be written - eventually.
CE09OSSM-MFD35-02-PRESFC000 | N00275 | CE09OSSM-00002 | 2 | N00683 | 26P-1398 | CC_c3 | 13013.89
CE09OSSM-MFD35-02-PRESFC000 | N00275 | CE09OSSM-00002 | 2 | N00683 | 26P-1398 | CC_d1 | 0.070047
CE09OSSM-MFD35-02-PRESFC000 | N00275 | CE09OSSM-00002 | 2 | N00683 | 26P-1398 | CC_d2 | 0
CE09OSSM-MFD35-02-PRESFC000 | N00275 | CE09OSSM-00002 | 2 | N00683 | 26P-1398 | CC_offset_correction_factor | 0 | Constant
CE09OSSM-MFD35-02-PRESFC000 | N00275 | CE09OSSM-00002 | 2 | N00683 | 26P-1398 | CC_pressure_offset_calibration_coefficient | -0.384 | from SBE offset_correction pdf
CE09OSSM-MFD35-02-PRESFC000 | N00275 | CE09OSSM-00002 | 2 | N00683 | 26P-1398 | CC_slope_correction_factor | 1 | Constant
CE09OSSM-MFD35-02-PRESFC000 | N00275 | CE09OSSM-00002 | 2 | N00683 | 26P-1398 | CC_t1 | 30.1517
CE09OSSM-MFD35-02-PRESFC000 | N00275 | CE09OSSM-00002 | 2 | N00683 | 26P-1398 | CC_t2 | 0.63705
CE09OSSM-MFD35-02-PRESFC000 | N00275 | CE09OSSM-00002 | 2 | N00683 | 26P-1398 | CC_t3 | 43.948
CE09OSSM-MFD35-02-PRESFC000 | N00275 | CE09OSSM-00002 | 2 | N00683 | 26P-1398 | CC_t4 | 107.149
CE09OSSM-MFD35-02-PRESFC000 | N00275 | CE09OSSM-00002 | 2 | N00683 | 26P-1398 | CC_u0 | 5.8313
CE09OSSM-MFD35-02-PRESFC000 | N00275 | CE09OSSM-00002 | 2 | N00683 | 26P-1398 | CC_y1 | -3939.646
CE09OSSM-MFD35-02-PRESFC000 | N00275 | CE09OSSM-00002 | 2 | N00683 | 26P-1398 | CC_y2 | -10461.55
CE09OSSM-MFD35-02-PRESFC000 | N00275 | CE09OSSM-00002 | 2 | N00683 | 26P-1398 | CC_y3 | 0
CE09OSSM-MFD35-02-PRESFC000 | N00275 | CE09OSSM-00002 | 2 | N00683 | 26P-1398 | CC_b | 838.8
CE09OSSM-MFD35-02-PRESFC000 | N00275 | CE09OSSM-00002 | 2 | N00683 | 26P-1398 | CC_m | 12582.9
CE09OSSM-MFD35-01-VEL3DD000 | N00275 | CE09OSSM-00002 | 2 | A01623 | 12607 | CC_lat | 46.8531
CE09OSSM-MFD35-01-VEL3DD000 | N00275 | CE09OSSM-00002 | 2 | A01623 | 12607 | CC_lon | -124.9539
CE09OSSM-MFD37-07-ZPLSCC000 | N00275 | CE09OSSM-00002 | 2 | A01783 | 55096 |  |  | No Calibration Coefficient
CE09OSSM-SBC11-00-CPMENG000 | N00275 | CE09OSSM-00002 | 2 | OL000460 | CE09OSSM-00002-CPM1 |  |  | The serial number used here is bogus, pending identification of the real serial number.
CE09OSSM-RIC21-00-CPMENG000 | N00275 | CE09OSSM-00002 | 2 | OL000461 | CE09OSSM-00002-CPM2 |  |  | The serial number used here is bogus, pending identification of the real serial number.
CE09OSSM-MFC31-00-CPMENG000 | N00275 | CE09OSSM-00002 | 2 | OL000462 | CE09OSSM-00002-CPM3 |  |  | The serial number used here is bogus, pending identification of the real serial number.
CE09OSSM-SBD11-00-DCLENG000 | N00275 | CE09OSSM-00002 | 2 | OL000463 | CE09OSSM-00002-DCL11 |  |  | The serial number used here is bogus, pending identification of the real serial number.
CE09OSSM-SBD12-00-DCLENG000 | N00275 | CE09OSSM-00002 | 2 | OL000464 | CE09OSSM-00002-DCL12 |  |  | The serial number used here is bogus, pending identification of the real serial number.
CE09OSSM-RID26-00-DCLENG000 | N00275 | CE09OSSM-00002 | 2 | OL000465 | CE09OSSM-00002-DCL26 |  |  | The serial number used here is bogus, pending identification of the real serial number.
CE09OSSM-RID27-00-DCLENG000 | N00275 | CE09OSSM-00002 | 2 | OL000466 | CE09OSSM-00002-DCL27 |  |  | The serial number used here is bogus, pending identification of the real serial number.
CE09OSSM-MFD35-00-DCLENG000 | N00275 | CE09OSSM-00002 | 2 | OL000467 | CE09OSSM-00002-DCL35 |  |  | The serial number used here is bogus, pending identification of the real serial number.
CE09OSSM-MFD37-00-DCLENG000 | N00275 | CE09OSSM-00002 | 2 | OL000468 | CE09OSSM-00002-DCL37 |  |  | The serial number used here is bogus, pending identification of the real serial number.

## ACS258_CC_taarray
-0.042207 | -0.042423 | -0.04086 | -0.039679 | -0.038399 | -0.036394 | -0.035126 | -0.030894 | -0.029296 | -0.028838 | -0.026265 | -0.024105 | -0.022587 | -0.01999 | -0.018945 | -0.016091 | -0.01535 | -0.012448 | -0.012228 | -0.009866 | -0.008724 | -0.006376 | -0.004821 | -0.004049 | -0.00189 | 0 | 0.002421 | 0.004453 | 0.006931 | 0.00848 | 0.008288 | 0.00865 | 0.011618 | 0.012861 | 0.013034
-0.040453 | -0.039631 | -0.037112 | -0.035478 | -0.0348 | -0.032043 | -0.03113 | -0.027222 | -0.025623 | -0.025092 | -0.023451 | -0.020759 | -0.020217 | -0.016921 | -0.016685 | -0.013539 | -0.012949 | -0.01105 | -0.010493 | -0.007808 | -0.007842 | -0.005801 | -0.004106 | -0.002996 | -0.001264 | 0 | 0.001795 | 0.004024 | 0.005709 | 0.007354 | 0.007197 | 0.007298 | 0.009132 | 0.01082 | 0.011203
-0.038245 | -0.036737 | -0.034071 | -0.03254 | -0.031583 | -0.029614 | -0.028108 | -0.02478 | -0.023503 | -0.022644 | -0.020739 | -0.018526 | -0.017948 | -0.015652 | -0.015177 | -0.01205 | -0.011284 | -0.009571 | -0.009596 | -0.006772 | -0.006742 | -0.005939 | -0.003753 | -0.002632 | -0.001284 | 0 | 0.00134 | 0.002768 | 0.004303 | 0.005686 | 0.004812 | 0.005449 | 0.00653 | 0.00813 | 0.008248
-0.035307 | -0.033952 | -0.031127 | -0.029369 | -0.02838 | -0.026354 | -0.025059 | -0.021843 | -0.020745 | -0.020165 | -0.018204 | -0.01637 | -0.01566 | -0.013816 | -0.013124 | -0.0102 | -0.009864 | -0.007994 | -0.007829 | -0.005737 | -0.00583 | -0.004397 | -0.002934 | -0.00218 | -0.001408 | 0 | 0.000981 | 0.002459 | 0.003588 | 0.004858 | 0.003961 | 0.004676 | 0.005629 | 0.006446 | 0.006406
-0.032644 | -0.030889 | -0.027941 | -0.026341 | -0.025504 | -0.02354 | -0.022616 | -0.019896 | -0.0184 | -0.018008 | -0.016226 | -0.014618 | -0.013152 | -0.0116 | -0.011221 | -0.008613 | -0.008027 | -0.006936 | -0.006568 | -0.004204 | -0.004279 | -0.003347 | -0.002123 | -0.001734 | -0.000329 | 0 | 0.001344 | 0.002473 | 0.003449 | 0.004327 | 0.003841 | 0.004063 | 0.004588 | 0.005565 | 0.005342
-0.030387 | -0.028755 | -0.026276 | -0.024909 | -0.023947 | -0.022322 | -0.021142 | -0.018913 | -0.017376 | -0.016699 | -0.015234 | -0.013679 | -0.012854 | -0.010987 | -0.010124 | -0.008198 | -0.007327 | -0.006511 | -0.006083 | -0.004312 | -0.004273 | -0.00356 | -0.002103 | -0.001834 | -0.000529 | 0 | 0.000864 | 0.001754 | 0.002401 | 0.003224 | 0.002702 | 0.003248 | 0.003654 | 0.004181 | 0.004423
-0.028086 | -0.026738 | -0.024223 | -0.02302 | -0.02191 | -0.020648 | -0.019464 | -0.017299 | -0.016076 | -0.015528 | -0.014027 | -0.012594 | -0.011514 | -0.010121 | -0.00944 | -0.007461 | -0.006759 | -0.00555 | -0.005471 | -0.003756 | -0.003737 | -0.002813 | -0.00209 | -0.001531 | -0.000495 | 0 | 0.00051 | 0.001558 | 0.002384 | 0.002949 | 0.002536 | 0.00277 | 0.003594 | 0.004085 | 0.003613
-0.027503 | -0.026025 | -0.02382 | -0.022493 | -0.021629 | -0.020103 | -0.018908 | -0.016999 | -0.015701 | -0.015036 | -0.013837 | -0.012102 | -0.011193 | -0.010149 | -0.008877 | -0.007037 | -0.006407 | -0.005372 | -0.005126 | -0.003612 | -0.003675 | -0.002736 | -0.001879 | -0.001656 | -0.000479 | 0 | 0.00054 | 0.001263 | 0.001837 | 0.002233 | 0.0019 | 0.002435 | 0.002509 | 0.003025 | 0.003395
-0.025902 | -0.024669 | -0.022493 | -0.021453 | -0.020497 | -0.019115 | -0.018107 | -0.016021 | -0.014778 | -0.014215 | -0.012902 | -0.0114 | -0.010389 | -0.009083 | -0.008209 | -0.006442 | -0.00597 | -0.005084 | -0.00484 | -0.00345 | -0.003097 | -0.002549 | -0.001645 | -0.001288 | -0.000665 | 0 | 0.000549 | 0.00117 | 0.001761 | 0.002209 | 0.001988 | 0.002265 | 0.002631 | 0.002884 | 0.002807
-0.024581 | -0.023332 | -0.021269 | -0.020245 | -0.019362 | -0.018218 | -0.017303 | -0.015486 | -0.014187 | -0.013689 | -0.012423 | -0.010991 | -0.009693 | -0.008875 | -0.007931 | -0.006408 | -0.005495 | -0.004771 | -0.004435 | -0.003045 | -0.002954 | -0.002405 | -0.001517 | -0.001201 | -0.000505 | 0 | 0.000362 | 0.001183 | 0.001659 | 0.002146 | 0.001824 | 0.00198 | 0.002492 | 0.002793 | 0.002696
-0.023791 | -0.022475 | -0.020719 | -0.019785 | -0.018872 | -0.017697 | -0.016668 | -0.015011 | -0.013755 | -0.013058 | -0.011921 | -0.010481 | -0.009343 | -0.008399 | -0.007508 | -0.006073 | -0.005282 | -0.0043 | -0.004028 | -0.002914 | -0.002904 | -0.002274 | -0.001499 | -0.001063 | -0.000518 | 0 | 0.000448 | 0.001119 | 0.001475 | 0.002056 | 0.001581 | 0.001968 | 0.001907 | 0.002665 | 0.002568
-0.022397 | -0.021475 | -0.019714 | -0.018946 | -0.017981 | -0.016848 | -0.016004 | -0.014467 | -0.013304 | -0.012508 | -0.011351 | -0.01011 | -0.009111 | -0.008036 | -0.007044 | -0.005594 | -0.005145 | -0.004258 | -0.004046 | -0.002864 | -0.002776 | -0.002034 | -0.001492 | -0.001073 | -0.000584 | 0 | 0.000467 | 0.000993 | 0.001309 | 0.001872 | 0.001743 | 0.001872 | 0.001887 | 0.002359 | 0.002262
-0.021704 | -0.020578 | -0.018991 | -0.018149 | -0.017389 | -0.016402 | -0.015471 | -0.013954 | -0.012884 | -0.012045 | -0.010972 | -0.009735 | -0.008542 | -0.007745 | -0.006667 | -0.005471 | -0.004758 | -0.00397 | -0.003615 | -0.002653 | -0.002538 | -0.001911 | -0.001297 | -0.00088 | -0.000423 | 0 | 0.000451 | 0.00102 | 0.001584 | 0.001841 | 0.001623 | 0.001915 | 0.002122 | 0.002383 | 0.002169
-0.021264 | -0.020309 | -0.018785 | -0.018031 | -0.01716 | -0.016124 | -0.015197 | -0.013855 | -0.012626 | -0.011929 | -0.010924 | -0.009544 | -0.008491 | -0.007377 | -0.006612 | -0.005138 | -0.004589 | -0.003852 | -0.003523 | -0.002605 | -0.002349 | -0.00182 | -0.001223 | -0.000723 | -0.000312 | 0 | 0.000599 | 0.001104 | 0.001192 | 0.001695 | 0.001542 | 0.001759 | 0.001932 | 0.002269 | 0.002057
-0.020229 | -0.019444 | -0.018002 | -0.017306 | -0.016566 | -0.015683 | -0.014851 | -0.01359 | -0.012463 | -0.011643 | -0.010558 | -0.009382 | -0.008387 | -0.007372 | -0.006567 | -0.005324 | -0.004598 | -0.00394 | -0.003748 | -0.00265 | -0.002557 | -0.001922 | -0.001381 | -0.000889 | -0.000527 | 0 | 0.000264 | 0.000761 | 0.00108 | 0.00152 | 0.001127 | 0.00154 | 0.001605 | 0.001951 | 0.001744
-0.019853 | -0.018925 | -0.017714 | -0.017052 | -0.016363 | -0.015468 | -0.014519 | -0.013342 | -0.012242 | -0.011413 | -0.010355 | -0.009124 | -0.008143 | -0.007229 | -0.006386 | -0.005048 | -0.004256 | -0.003715 | -0.003565 | -0.002517 | -0.002365 | -0.001834 | -0.001413 | -0.000712 | -0.000445 | 0 | 0.000345 | 0.000864 | 0.001083 | 0.001451 | 0.001223 | 0.001523 | 0.001581 | 0.00195 | 0.001793
-0.019129 | -0.018377 | -0.017113 | -0.016451 | -0.015769 | -0.014883 | -0.014016 | -0.012833 | -0.011773 | -0.011136 | -0.0101 | -0.00891 | -0.007781 | -0.007008 | -0.006058 | -0.004758 | -0.00427 | -0.003624 | -0.003298 | -0.002325 | -0.002201 | -0.001675 | -0.001093 | -0.000619 | -0.000349 | 0 | 0.000399 | 0.000872 | 0.001041 | 0.001475 | 0.001171 | 0.001598 | 0.001649 | 0.001937 | 0.001744
-0.018843 | -0.018043 | -0.016847 | -0.01629 | -0.015557 | -0.01478 | -0.013937 | -0.01279 | -0.011646 | -0.010946 | -0.009867 | -0.008815 | -0.007798 | -0.007022 | -0.006071 | -0.004871 | -0.004145 | -0.003603 | -0.003316 | -0.002334 | -0.002268 | -0.001608 | -0.001256 | -0.000685 | -0.000417 | 0 | 0.00029 | 0.000819 | 0.00106 | 0.001327 | 0.001228 | 0.001485 | 0.001637 | 0.001817 | 0.001593
-0.018353 | -0.017587 | -0.016603 | -0.016044 | -0.015268 | -0.014595 | -0.013737 | -0.012732 | -0.011599 | -0.010873 | -0.009905 | -0.008753 | -0.007729 | -0.00689 | -0.00591 | -0.004844 | -0.004144 | -0.003461 | -0.003154 | -0.002197 | -0.002044 | -0.001598 | -0.001212 | -0.000668 | -0.000371 | 0 | 0.000347 | 0.000837 | 0.001013 | 0.001251 | 0.001229 | 0.001493 | 0.001453 | 0.001726 | 0.001628
-0.018048 | -0.017412 | -0.01626 | -0.015688 | -0.015054 | -0.014306 | -0.013475 | -0.012393 | -0.011442 | -0.010651 | -0.009729 | -0.008612 | -0.007586 | -0.006828 | -0.005845 | -0.00481 | -0.004107 | -0.00348 | -0.003219 | -0.002469 | -0.002158 | -0.001685 | -0.001248 | -0.000788 | -0.000491 | 0 | 0.000275 | 0.000732 | 0.000778 | 0.001269 | 0.001052 | 0.001413 | 0.001286 | 0.001667 | 0.001495
-0.017581 | -0.016864 | -0.015901 | -0.015421 | -0.014781 | -0.014078 | -0.013293 | -0.012328 | -0.01129 | -0.0106 | -0.00966 | -0.008598 | -0.007544 | -0.006681 | -0.005797 | -0.004888 | -0.004071 | -0.003443 | -0.003102 | -0.002315 | -0.002051 | -0.001493 | -0.001153 | -0.000613 | -0.000378 | 0 | 0.000408 | 0.000781 | 0.000904 | 0.00119 | 0.001048 | 0.001356 | 0.001383 | 0.00166 | 0.001517
-0.017511 | -0.016837 | -0.01589 | -0.015361 | -0.014673 | -0.013975 | -0.013153 | -0.012216 | -0.011261 | -0.010471 | -0.009576 | -0.008442 | -0.007476 | -0.006619 | -0.005742 | -0.004749 | -0.004028 | -0.003444 | -0.002979 | -0.002343 | -0.001948 | -0.001484 | -0.001161 | -0.000656 | -0.000415 | 0 | 0.000385 | 0.000812 | 0.000818 | 0.001168 | 0.001142 | 0.001325 | 0.001206 | 0.001611 | 0.001463
-0.016955 | -0.01638 | -0.015414 | -0.01492 | -0.014319 | -0.013643 | -0.012875 | -0.011993 | -0.010982 | -0.010308 | -0.009396 | -0.008341 | -0.007349 | -0.006593 | -0.00571 | -0.004737 | -0.004128 | -0.003363 | -0.00308 | -0.002396 | -0.002065 | -0.001599 | -0.001187 | -0.000665 | -0.0005 | 0 | 0.000236 | 0.000699 | 0.000762 | 0.001082 | 0.000948 | 0.001248 | 0.001274 | 0.001449 | 0.001355
-0.016802 | -0.016122 | -0.015336 | -0.01482 | -0.014211 | -0.013543 | -0.01282 | -0.011954 | -0.011014 | -0.010231 | -0.00935 | -0.008288 | -0.007393 | -0.006536 | -0.005677 | -0.004817 | -0.004022 | -0.003309 | -0.003039 | -0.0023 | -0.001923 | -0.001459 | -0.001092 | -0.000547 | -0.000407 | 0 | 0.000399 | 0.00069 | 0.000892 | 0.001125 | 0.001066 | 0.001356 | 0.001269 | 0.001475 | 0.001429
-0.016802 | -0.016192 | -0.015274 | -0.014776 | -0.014152 | -0.013496 | -0.01272 | -0.011873 | -0.010925 | -0.01017 | -0.009303 | -0.008278 | -0.007384 | -0.006543 | -0.005713 | -0.004774 | -0.004068 | -0.003368 | -0.003052 | -0.002356 | -0.002002 | -0.001471 | -0.001163 | -0.000609 | -0.000481 | 0 | 0.000309 | 0.000581 | 0.000776 | 0.001006 | 0.000958 | 0.00116 | 0.001135 | 0.001349 | 0.001273
-0.016287 | -0.015662 | -0.014816 | -0.014402 | -0.013815 | -0.013215 | -0.012524 | -0.011673 | -0.010721 | -0.010057 | -0.009142 | -0.008184 | -0.007274 | -0.006451 | -0.005678 | -0.004754 | -0.00402 | -0.003283 | -0.002972 | -0.002347 | -0.001977 | -0.001472 | -0.001194 | -0.000583 | -0.000384 | 0 | 0.000375 | 0.000649 | 0.000736 | 0.001117 | 0.000971 | 0.001223 | 0.001239 | 0.001394 | 0.0013
-0.016353 | -0.01566 | -0.014847 | -0.014371 | -0.013737 | -0.013121 | -0.012415 | -0.011647 | -0.010671 | -0.009993 | -0.009113 | -0.008108 | -0.007329 | -0.006429 | -0.005633 | -0.004659 | -0.003956 | -0.003284 | -0.002899 | -0.002192 | -0.001894 | -0.001416 | -0.001087 | -0.00051 | -0.000352 | 0 | 0.000395 | 0.000632 | 0.000817 | 0.001093 | 0.001025 | 0.001282 | 0.001221 | 0.001362 | 0.001346
-0.016117 | -0.015523 | -0.014607 | -0.014122 | -0.013505 | -0.012929 | -0.0122 | -0.011407 | -0.010503 | -0.009836 | -0.008973 | -0.008007 | -0.007144 | -0.006353 | -0.00554 | -0.0046 | -0.003954 | -0.003232 | -0.002913 | -0.002226 | -0.001843 | -0.001432 | -0.001036 | -0.000553 | -0.000347 | 0 | 0.00038 | 0.000605 | 0.000709 | 0.001052 | 0.000934 | 0.00115 | 0.001119 | 0.001316 | 0.00124
-0.015691 | -0.01505 | -0.014294 | -0.013883 | -0.013328 | -0.012777 | -0.012122 | -0.011348 | -0.010451 | -0.009735 | -0.008893 | -0.00796 | -0.007155 | -0.006347 | -0.005579 | -0.004674 | -0.003912 | -0.003253 | -0.002911 | -0.002175 | -0.001877 | -0.001407 | -0.001062 | -0.000518 | -0.000372 | 0 | 0.000358 | 0.000661 | 0.000736 | 0.001044 | 0.000924 | 0.001167 | 0.001178 | 0.001346 | 0.001234
-0.0154 | -0.014786 | -0.014029 | -0.01362 | -0.013072 | -0.012507 | -0.011828 | -0.011133 | -0.010271 | -0.009548 | -0.008778 | -0.007794 | -0.007045 | -0.006189 | -0.005458 | -0.004546 | -0.003852 | -0.003228 | -0.002802 | -0.002168 | -0.00177 | -0.001389 | -0.001068 | -0.000553 | -0.00038 | 0 | 0.000332 | 0.000588 | 0.000741 | 0.00099 | 0.000934 | 0.001178 | 0.001088 | 0.001265 | 0.001239
-0.015136 | -0.014516 | -0.013667 | -0.013241 | -0.012705 | -0.012176 | -0.0115 | -0.010796 | -0.009984 | -0.009379 | -0.008596 | -0.007694 | -0.006883 | -0.006102 | -0.00536 | -0.004545 | -0.003854 | -0.003143 | -0.002772 | -0.002146 | -0.001776 | -0.001381 | -0.001074 | -0.00058 | -0.000378 | 0 | 0.000283 | 0.000589 | 0.000628 | 0.000963 | 0.00089 | 0.001079 | 0.001049 | 0.001205 | 0.00111
-0.015129 | -0.014383 | -0.013608 | -0.013183 | -0.012618 | -0.012099 | -0.01149 | -0.010712 | -0.009961 | -0.009324 | -0.008518 | -0.007637 | -0.006849 | -0.00611 | -0.005342 | -0.00456 | -0.003885 | -0.003158 | -0.002773 | -0.002133 | -0.001814 | -0.001383 | -0.001073 | -0.000609 | -0.000391 | 0 | 0.00031 | 0.000568 | 0.000675 | 0.000941 | 0.00091 | 0.001158 | 0.001109 | 0.001202 | 0.00117
-0.015167 | -0.014417 | -0.013469 | -0.013012 | -0.012445 | -0.011873 | -0.011242 | -0.010539 | -0.009764 | -0.009144 | -0.008397 | -0.007497 | -0.006685 | -0.005944 | -0.005236 | -0.00442 | -0.003793 | -0.003084 | -0.002672 | -0.002083 | -0.001707 | -0.001324 | -0.001003 | -0.000533 | -0.000312 | 0 | 0.000377 | 0.000648 | 0.000737 | 0.00097 | 0.000966 | 0.001118 | 0.0011 | 0.001241 | 0.001186
-0.015053 | -0.014215 | -0.013171 | -0.012701 | -0.012172 | -0.011644 | -0.011001 | -0.010337 | -0.009542 | -0.008953 | -0.008222 | -0.007365 | -0.006592 | -0.00593 | -0.005245 | -0.004449 | -0.003806 | -0.003113 | -0.002772 | -0.002177 | -0.001787 | -0.001408 | -0.001075 | -0.000622 | -0.000421 | 0 | 0.000305 | 0.000487 | 0.000594 | 0.000877 | 0.000825 | 0.0011 | 0.001015 | 0.00114 | 0.001114
-0.014901 | -0.013977 | -0.013002 | -0.012526 | -0.011952 | -0.011411 | -0.010784 | -0.010113 | -0.009395 | -0.008738 | -0.008026 | -0.007226 | -0.006524 | -0.005756 | -0.005178 | -0.004349 | -0.00367 | -0.003023 | -0.002616 | -0.00209 | -0.001729 | -0.001342 | -0.001026 | -0.000554 | -0.000346 | 0 | 0.000374 | 0.00057 | 0.000756 | 0.000984 | 0.000974 | 0.00113 | 0.001106 | 0.001196 | 0.001159
-0.014802 | -0.013886 | -0.012727 | -0.012199 | -0.011616 | -0.011064 | -0.010443 | -0.009816 | -0.009068 | -0.008444 | -0.007779 | -0.006939 | -0.006247 | -0.005576 | -0.004963 | -0.004204 | -0.003573 | -0.002946 | -0.002572 | -0.001983 | -0.001678 | -0.001327 | -0.000994 | -0.000527 | -0.000296 | 0 | 0.000371 | 0.000627 | 0.000715 | 0.001028 | 0.000973 | 0.001114 | 0.001081 | 0.001212 | 0.001171
-0.01446 | -0.01345 | -0.012325 | -0.011828 | -0.011267 | -0.010726 | -0.010192 | -0.009491 | -0.00881 | -0.008205 | -0.007551 | -0.006799 | -0.00613 | -0.005486 | -0.004874 | -0.004156 | -0.003526 | -0.002862 | -0.002563 | -0.001988 | -0.001709 | -0.001326 | -0.001021 | -0.000569 | -0.00036 | 0 | 0.000346 | 0.000566 | 0.00069 | 0.000959 | 0.000967 | 0.00114 | 0.00106 | 0.001189 | 0.001107
-0.014043 | -0.013022 | -0.011916 | -0.011435 | -0.010862 | -0.010329 | -0.009724 | -0.009125 | -0.008441 | -0.007882 | -0.007229 | -0.006491 | -0.005856 | -0.005221 | -0.004691 | -0.003934 | -0.003369 | -0.002778 | -0.002443 | -0.001916 | -0.001631 | -0.001243 | -0.000972 | -0.00052 | -0.00032 | 0 | 0.000315 | 0.000561 | 0.00071 | 0.000923 | 0.000928 | 0.00109 | 0.001022 | 0.001163 | 0.001139
-0.013667 | -0.012654 | -0.011482 | -0.010955 | -0.010428 | -0.00994 | -0.009375 | -0.00876 | -0.008126 | -0.007556 | -0.006986 | -0.006249 | -0.005603 | -0.005057 | -0.00453 | -0.00379 | -0.003271 | -0.00273 | -0.002387 | -0.001854 | -0.001606 | -0.001234 | -0.000916 | -0.000563 | -0.000328 | 0 | 0.000294 | 0.000524 | 0.000635 | 0.000916 | 0.000872 | 0.00102 | 0.001022 | 0.001106 | 0.001048
-0.013302 | -0.012247 | -0.011152 | -0.010716 | -0.010194 | -0.009718 | -0.009143 | -0.008548 | -0.007898 | -0.007349 | -0.006759 | -0.006081 | -0.005462 | -0.004905 | -0.004407 | -0.003682 | -0.003172 | -0.002605 | -0.002304 | -0.001801 | -0.001551 | -0.001203 | -0.000944 | -0.000495 | -0.000309 | 0 | 0.000272 | 0.000514 | 0.000647 | 0.000865 | 0.000835 | 0.001041 | 0.000968 | 0.001073 | 0.000997
-0.012862 | -0.011889 | -0.010836 | -0.010356 | -0.009851 | -0.009388 | -0.008856 | -0.008277 | -0.007641 | -0.007104 | -0.006534 | -0.005814 | -0.005237 | -0.004722 | -0.004216 | -0.00349 | -0.003012 | -0.002521 | -0.002216 | -0.001702 | -0.001464 | -0.001131 | -0.000872 | -0.000526 | -0.000297 | 0 | 0.000297 | 0.000512 | 0.000648 | 0.00085 | 0.000804 | 0.001001 | 0.000932 | 0.001037 | 0.000997
-0.012541 | -0.011621 | -0.01061 | -0.010191 | -0.009715 | -0.009244 | -0.008712 | -0.008141 | -0.007512 | -0.007002 | -0.006409 | -0.005766 | -0.00514 | -0.004657 | -0.004097 | -0.003457 | -0.002946 | -0.002436 | -0.002181 | -0.001707 | -0.001409 | -0.001152 | -0.000862 | -0.000538 | -0.000321 | 0 | 0.00024 | 0.000474 | 0.000556 | 0.000778 | 0.000745 | 0.000912 | 0.000905 | 0.000965 | 0.000904
-0.012167 | -0.011288 | -0.010413 | -0.010026 | -0.009533 | -0.009125 | -0.008601 | -0.008041 | -0.007427 | -0.006885 | -0.006299 | -0.005619 | -0.004999 | -0.004534 | -0.003972 | -0.003349 | -0.002816 | -0.002326 | -0.002051 | -0.001577 | -0.001348 | -0.001074 | -0.000817 | -0.00047 | -0.000265 | 0 | 0.000293 | 0.000501 | 0.000585 | 0.000825 | 0.000779 | 0.000901 | 0.000901 | 0.000948 | 0.000899
-0.012049 | -0.011271 | -0.010419 | -0.010033 | -0.009598 | -0.009139 | -0.008612 | -0.008089 | -0.007449 | -0.006892 | -0.00631 | -0.005595 | -0.004989 | -0.004497 | -0.003952 | -0.003302 | -0.002815 | -0.00231 | -0.002017 | -0.001575 | -0.001316 | -0.001015 | -0.000805 | -0.000445 | -0.000249 | 0 | 0.000229 | 0.000468 | 0.00054 | 0.000724 | 0.000702 | 0.000871 | 0.000781 | 0.000873 | 0.000864
-0.009927 | -0.009089 | -0.008203 | -0.007864 | -0.007461 | -0.007114 | -0.006671 | -0.006234 | -0.005734 | -0.005319 | -0.004841 | -0.004384 | -0.003806 | -0.003489 | -0.003 | -0.002482 | -0.002051 | -0.001697 | -0.001403 | -0.001097 | -0.000832 | -0.00069 | -0.000465 | -0.000266 | -0.000117 | 0 | 0.00018 | 0.000277 | 0.000292 | 0.000402 | 0.000363 | 0.000355 | 0.000456 | 0.000486 | 0.000526
-0.009971 | -0.009147 | -0.008373 | -0.008083 | -0.007707 | -0.007374 | -0.006892 | -0.006449 | -0.005938 | -0.005462 | -0.004979 | -0.004502 | -0.003903 | -0.003555 | -0.003031 | -0.00252 | -0.002077 | -0.00174 | -0.001432 | -0.001114 | -0.000911 | -0.000736 | -0.000491 | -0.000316 | -0.000158 | 0 | 0.000135 | 0.000238 | 0.000294 | 0.000338 | 0.000293 | 0.000299 | 0.000412 | 0.000412 | 0.000432
-0.00984 | -0.009099 | -0.008367 | -0.008085 | -0.007685 | -0.007327 | -0.006892 | -0.006428 | -0.005926 | -0.005469 | -0.004986 | -0.004443 | -0.003861 | -0.003457 | -0.00297 | -0.002434 | -0.00193 | -0.001657 | -0.00133 | -0.001009 | -0.000781 | -0.000668 | -0.000412 | -0.000225 | -0.000112 | 0 | 0.000206 | 0.000226 | 0.000282 | 0.000359 | 0.000311 | 0.000314 | 0.000431 | 0.000433 | 0.000462
-0.009928 | -0.009208 | -0.008456 | -0.008155 | -0.007787 | -0.007445 | -0.006967 | -0.006525 | -0.006002 | -0.005506 | -0.004998 | -0.004476 | -0.00383 | -0.003498 | -0.002935 | -0.002418 | -0.00195 | -0.001594 | -0.001322 | -0.001001 | -0.000786 | -0.000635 | -0.000453 | -0.000264 | -0.000136 | 0 | 0.000162 | 0.000235 | 0.000253 | 0.000318 | 0.000281 | 0.000249 | 0.000392 | 0.000418 | 0.000446
-0.009727 | -0.009029 | -0.008381 | -0.008098 | -0.007724 | -0.007356 | -0.006874 | -0.006391 | -0.00588 | -0.005381 | -0.00489 | -0.004386 | -0.003761 | -0.003382 | -0.002885 | -0.002356 | -0.001848 | -0.00159 | -0.001303 | -0.001012 | -0.000795 | -0.000666 | -0.000426 | -0.000279 | -0.000126 | 0 | 0.000172 | 0.000224 | 0.000252 | 0.000342 | 0.000327 | 0.000267 | 0.000406 | 0.000418 | 0.000465
-0.010098 | -0.009428 | -0.008741 | -0.008476 | -0.00809 | -0.007777 | -0.007289 | -0.006827 | -0.006256 | -0.005763 | -0.005228 | -0.004671 | -0.004019 | -0.003603 | -0.003045 | -0.002465 | -0.001945 | -0.001625 | -0.001272 | -0.000965 | -0.000746 | -0.000599 | -0.000402 | -0.000201 | -0.000101 | 0 | 0.000186 | 0.000248 | 0.00025 | 0.000311 | 0.000279 | 0.000281 | 0.000375 | 0.00042 | 0.000465
-0.010029 | -0.009349 | -0.008661 | -0.008383 | -0.00803 | -0.007668 | -0.007187 | -0.006717 | -0.006171 | -0.005695 | -0.005161 | -0.004601 | -0.003979 | -0.003614 | -0.003022 | -0.002498 | -0.002006 | -0.001658 | -0.00135 | -0.001035 | -0.000794 | -0.000653 | -0.00045 | -0.000262 | -0.000132 | 0 | 0.00017 | 0.000258 | 0.000231 | 0.000305 | 0.000274 | 0.000282 | 0.00039 | 0.000434 | 0.000435
-0.009761 | -0.009088 | -0.008471 | -0.008195 | -0.007792 | -0.007439 | -0.006945 | -0.006491 | -0.005933 | -0.005432 | -0.004887 | -0.004358 | -0.003744 | -0.00334 | -0.002822 | -0.002341 | -0.001851 | -0.001616 | -0.001339 | -0.001032 | -0.000844 | -0.000677 | -0.000484 | -0.00029 | -0.000144 | 0 | 0.000171 | 0.000226 | 0.000276 | 0.000375 | 0.000354 | 0.000341 | 0.000457 | 0.000493 | 0.000501
-0.010118 | -0.009405 | -0.008719 | -0.008433 | -0.008025 | -0.007699 | -0.007225 | -0.006749 | -0.006206 | -0.005687 | -0.005158 | -0.004618 | -0.003986 | -0.003608 | -0.003019 | -0.002518 | -0.001998 | -0.001694 | -0.001362 | -0.00107 | -0.00079 | -0.000655 | -0.000463 | -0.000231 | -0.000145 | 0 | 0.000212 | 0.00026 | 0.000255 | 0.000367 | 0.000354 | 0.000356 | 0.000458 | 0.000482 | 0.000492
-0.010149 | -0.009449 | -0.008671 | -0.008377 | -0.008031 | -0.007659 | -0.007173 | -0.006709 | -0.006169 | -0.005635 | -0.005117 | -0.004575 | -0.003943 | -0.003547 | -0.003007 | -0.002543 | -0.002018 | -0.001694 | -0.001404 | -0.001098 | -0.000844 | -0.000686 | -0.000487 | -0.000261 | -0.000173 | 0 | 0.000196 | 0.000277 | 0.000275 | 0.000386 | 0.000328 | 0.000355 | 0.000463 | 0.000477 | 0.000505
-0.010161 | -0.009495 | -0.008848 | -0.008457 | -0.008041 | -0.007641 | -0.007208 | -0.006716 | -0.006185 | -0.005681 | -0.005147 | -0.00458 | -0.003978 | -0.003557 | -0.003035 | -0.002562 | -0.002051 | -0.00172 | -0.001401 | -0.00111 | -0.000834 | -0.000692 | -0.000459 | -0.000242 | -0.000156 | 0 | 0.000206 | 0.000296 | 0.000317 | 0.00038 | 0.000366 | 0.000379 | 0.000491 | 0.000485 | 0.000536
-0.010202 | -0.009501 | -0.008835 | -0.008537 | -0.008046 | -0.007644 | -0.007172 | -0.006735 | -0.006169 | -0.005675 | -0.005116 | -0.004575 | -0.003936 | -0.003596 | -0.003044 | -0.002576 | -0.002078 | -0.00172 | -0.001405 | -0.001089 | -0.000829 | -0.000658 | -0.000514 | -0.000263 | -0.000163 | 0 | 0.000212 | 0.000277 | 0.000323 | 0.000414 | 0.000388 | 0.000445 | 0.000541 | 0.000561 | 0.000574
-0.010271 | -0.009547 | -0.0089 | -0.008579 | -0.008117 | -0.007744 | -0.007268 | -0.006797 | -0.006269 | -0.005762 | -0.005225 | -0.004681 | -0.004073 | -0.003685 | -0.003144 | -0.002675 | -0.002122 | -0.0018 | -0.001507 | -0.001202 | -0.0009 | -0.000744 | -0.000581 | -0.000303 | -0.000191 | 0 | 0.000204 | 0.000272 | 0.00033 | 0.00042 | 0.000382 | 0.000388 | 0.000498 | 0.000541 | 0.000526
-0.010283 | -0.009595 | -0.008877 | -0.008458 | -0.008077 | -0.007734 | -0.00725 | -0.006785 | -0.006224 | -0.005751 | -0.005203 | -0.004658 | -0.004091 | -0.003691 | -0.003158 | -0.002624 | -0.002152 | -0.001825 | -0.00146 | -0.001172 | -0.000873 | -0.000731 | -0.000493 | -0.000285 | -0.000169 | 0 | 0.000201 | 0.000277 | 0.000336 | 0.000421 | 0.000407 | 0.00045 | 0.000546 | 0.000546 | 0.000581
-0.010408 | -0.009674 | -0.008849 | -0.008527 | -0.008126 | -0.007782 | -0.007325 | -0.006851 | -0.006266 | -0.0058 | -0.005255 | -0.004692 | -0.00408 | -0.003723 | -0.003198 | -0.002661 | -0.00217 | -0.001836 | -0.001502 | -0.001198 | -0.000901 | -0.00077 | -0.000537 | -0.000299 | -0.000176 | 0 | 0.000172 | 0.000314 | 0.000324 | 0.000425 | 0.000401 | 0.000449 | 0.000566 | 0.000583 | 0.000598
-0.010463 | -0.009662 | -0.008946 | -0.008618 | -0.008244 | -0.007854 | -0.007383 | -0.006884 | -0.006344 | -0.005851 | -0.005321 | -0.004767 | -0.004194 | -0.003757 | -0.003273 | -0.002744 | -0.00222 | -0.001871 | -0.001554 | -0.001214 | -0.000923 | -0.000757 | -0.000543 | -0.000304 | -0.000181 | 0 | 0.000214 | 0.000312 | 0.000354 | 0.000456 | 0.000456 | 0.0005 | 0.000599 | 0.000604 | 0.000625
-0.010568 | -0.009848 | -0.009087 | -0.008778 | -0.008382 | -0.008007 | -0.007515 | -0.007022 | -0.006465 | -0.005966 | -0.005413 | -0.004871 | -0.004262 | -0.003871 | -0.00333 | -0.002771 | -0.002273 | -0.001909 | -0.001578 | -0.001241 | -0.000943 | -0.000774 | -0.000559 | -0.000323 | -0.000186 | 0 | 0.000231 | 0.00032 | 0.000331 | 0.000461 | 0.000453 | 0.000496 | 0.00062 | 0.000643 | 0.000643
-0.010727 | -0.009966 | -0.009243 | -0.008877 | -0.008455 | -0.008051 | -0.007544 | -0.007053 | -0.006487 | -0.006019 | -0.005463 | -0.004877 | -0.004298 | -0.003896 | -0.003367 | -0.00285 | -0.002309 | -0.001924 | -0.001588 | -0.001238 | -0.000968 | -0.000767 | -0.000558 | -0.000343 | -0.000188 | 0 | 0.000222 | 0.000323 | 0.000373 | 0.000498 | 0.00049 | 0.000537 | 0.000604 | 0.000644 | 0.00066
-0.010882 | -0.010119 | -0.009363 | -0.009023 | -0.008588 | -0.008167 | -0.007667 | -0.007142 | -0.006596 | -0.006114 | -0.005566 | -0.005018 | -0.004442 | -0.003978 | -0.003451 | -0.002923 | -0.002401 | -0.002011 | -0.001686 | -0.001328 | -0.001034 | -0.000826 | -0.000611 | -0.000365 | -0.000191 | 0 | 0.000225 | 0.000304 | 0.000354 | 0.000503 | 0.000501 | 0.000514 | 0.000605 | 0.000614 | 0.000666
-0.011031 | -0.010276 | -0.009446 | -0.009074 | -0.008645 | -0.00821 | -0.007724 | -0.007199 | -0.006651 | -0.006119 | -0.005595 | -0.004997 | -0.004419 | -0.004004 | -0.003445 | -0.00294 | -0.002418 | -0.001994 | -0.001639 | -0.001304 | -0.001017 | -0.000808 | -0.00062 | -0.000354 | -0.000224 | 0 | 0.000217 | 0.00032 | 0.000328 | 0.000518 | 0.00052 | 0.000528 | 0.000636 | 0.000673 | 0.000699
-0.011117 | -0.010316 | -0.009505 | -0.009148 | -0.008719 | -0.008307 | -0.007817 | -0.007304 | -0.006739 | -0.00624 | -0.005685 | -0.005103 | -0.004489 | -0.004092 | -0.003508 | -0.002987 | -0.002478 | -0.001997 | -0.001687 | -0.001339 | -0.001042 | -0.000831 | -0.000607 | -0.000326 | -0.000184 | 0 | 0.000268 | 0.00036 | 0.000399 | 0.000577 | 0.000563 | 0.000632 | 0.000662 | 0.000718 | 0.000738
-0.011289 | -0.010524 | -0.009687 | -0.009318 | -0.008856 | -0.008433 | -0.007918 | -0.007398 | -0.006802 | -0.006346 | -0.005762 | -0.005183 | -0.004555 | -0.004106 | -0.003575 | -0.003023 | -0.00253 | -0.002083 | -0.001718 | -0.001378 | -0.001079 | -0.000836 | -0.000616 | -0.000364 | -0.000178 | 0 | 0.000265 | 0.000355 | 0.000401 | 0.000558 | 0.000529 | 0.000631 | 0.000719 | 0.000754 | 0.000769
-0.011439 | -0.010638 | -0.00978 | -0.009379 | -0.008948 | -0.008519 | -0.008028 | -0.007484 | -0.006892 | -0.006394 | -0.005841 | -0.005248 | -0.004603 | -0.00415 | -0.003608 | -0.003111 | -0.002547 | -0.00208 | -0.001732 | -0.001399 | -0.001072 | -0.000865 | -0.000646 | -0.000372 | -0.000164 | 0 | 0.00025 | 0.000368 | 0.000434 | 0.000574 | 0.000611 | 0.000658 | 0.000721 | 0.000711 | 0.000808
-0.011581 | -0.010744 | -0.009886 | -0.009477 | -0.009022 | -0.008563 | -0.008057 | -0.007524 | -0.006949 | -0.00647 | -0.00589 | -0.005276 | -0.004694 | -0.004207 | -0.003671 | -0.00312 | -0.002591 | -0.002142 | -0.00179 | -0.001409 | -0.001111 | -0.000886 | -0.000647 | -0.000394 | -0.000253 | 0 | 0.00024 | 0.000352 | 0.000405 | 0.000562 | 0.000571 | 0.000621 | 0.000692 | 0.000742 | 0.000739
-0.011611 | -0.010807 | -0.009925 | -0.009514 | -0.009042 | -0.008609 | -0.008098 | -0.007573 | -0.006964 | -0.006482 | -0.005893 | -0.00532 | -0.004684 | -0.004247 | -0.003715 | -0.003132 | -0.002639 | -0.002133 | -0.001802 | -0.001419 | -0.00113 | -0.000884 | -0.000628 | -0.000363 | -0.000231 | 0 | 0.000246 | 0.000355 | 0.000402 | 0.000551 | 0.00056 | 0.000622 | 0.000717 | 0.000741 | 0.000758
-0.011637 | -0.010812 | -0.009914 | -0.009492 | -0.00903 | -0.008565 | -0.008041 | -0.007531 | -0.006943 | -0.006394 | -0.005854 | -0.005282 | -0.004669 | -0.004206 | -0.003653 | -0.003068 | -0.002554 | -0.002061 | -0.001726 | -0.001316 | -0.001066 | -0.000847 | -0.000611 | -0.000315 | -0.00016 | 0 | 0.000294 | 0.00042 | 0.000428 | 0.000638 | 0.000623 | 0.00068 | 0.000755 | 0.000771 | 0.000836
-0.011705 | -0.010839 | -0.009945 | -0.009525 | -0.009027 | -0.008618 | -0.008082 | -0.00753 | -0.006932 | -0.006444 | -0.005899 | -0.005299 | -0.004701 | -0.004241 | -0.003654 | -0.0031 | -0.002578 | -0.002092 | -0.001799 | -0.001347 | -0.001099 | -0.000888 | -0.000616 | -0.000356 | -0.000162 | 0 | 0.000277 | 0.000406 | 0.000429 | 0.000592 | 0.000576 | 0.000672 | 0.000703 | 0.000737 | 0.000757
-0.011711 | -0.010825 | -0.009873 | -0.009437 | -0.008957 | -0.008548 | -0.007985 | -0.007451 | -0.006848 | -0.006378 | -0.005834 | -0.005228 | -0.00461 | -0.004197 | -0.003617 | -0.003032 | -0.002527 | -0.002076 | -0.001706 | -0.001319 | -0.001072 | -0.000859 | -0.000605 | -0.00032 | -0.000142 | 0 | 0.00026 | 0.00044 | 0.00046 | 0.000632 | 0.000559 | 0.000688 | 0.000724 | 0.000792 | 0.000748
-0.011855 | -0.01091 | -0.009916 | -0.009442 | -0.008957 | -0.008506 | -0.007945 | -0.007445 | -0.006869 | -0.006385 | -0.005833 | -0.005279 | -0.004622 | -0.004212 | -0.003655 | -0.003076 | -0.002544 | -0.002121 | -0.001794 | -0.001363 | -0.00112 | -0.000903 | -0.000662 | -0.000372 | -0.00021 | 0 | 0.000222 | 0.00036 | 0.000398 | 0.000563 | 0.00053 | 0.000631 | 0.000617 | 0.000655 | 0.000667
-0.011847 | -0.01088 | -0.009823 | -0.009406 | -0.008867 | -0.008448 | -0.007849 | -0.007335 | -0.006781 | -0.006255 | -0.005745 | -0.005181 | -0.004526 | -0.004174 | -0.00359 | -0.003042 | -0.002549 | -0.002126 | -0.001766 | -0.00138 | -0.001106 | -0.000899 | -0.000662 | -0.000408 | -0.000196 | 0 | 0.000228 | 0.000383 | 0.000362 | 0.000557 | 0.000497 | 0.000619 | 0.000609 | 0.00066 | 0.000657
-0.011925 | -0.010897 | -0.009766 | -0.009289 | -0.008765 | -0.008341 | -0.007767 | -0.007235 | -0.006656 | -0.00623 | -0.005661 | -0.005098 | -0.00444 | -0.00412 | -0.003518 | -0.002992 | -0.002479 | -0.002032 | -0.001783 | -0.001287 | -0.001122 | -0.000868 | -0.000621 | -0.000395 | -0.00017 | 0 | 0.000232 | 0.000365 | 0.000376 | 0.000555 | 0.000496 | 0.000611 | 0.000648 | 0.000625 | 0.000649
-0.01181 | -0.010735 | -0.009576 | -0.009096 | -0.008598 | -0.008125 | -0.007583 | -0.0071 | -0.006478 | -0.006007 | -0.005517 | -0.004995 | -0.004326 | -0.004005 | -0.00345 | -0.002888 | -0.002374 | -0.00198 | -0.001689 | -0.0013 | -0.001043 | -0.000832 | -0.000611 | -0.000345 | -0.000158 | 0 | 0.000277 | 0.000388 | 0.000396 | 0.000603 | 0.000522 | 0.000655 | 0.00064 | 0.000659 | 0.00062
-0.011774 | -0.010667 | -0.009439 | -0.008952 | -0.008403 | -0.007961 | -0.007405 | -0.006908 | -0.006318 | -0.005903 | -0.005399 | -0.004869 | -0.004225 | -0.003931 | -0.003343 | -0.002859 | -0.002362 | -0.001945 | -0.001698 | -0.001287 | -0.001089 | -0.000834 | -0.000617 | -0.000325 | -0.000212 | 0 | 0.000229 | 0.000406 | 0.000406 | 0.000575 | 0.000514 | 0.000606 | 0.000595 | 0.000616 | 0.000572
-0.01146 | -0.010364 | -0.009208 | -0.008695 | -0.008189 | -0.00777 | -0.007238 | -0.006771 | -0.006145 | -0.005714 | -0.005213 | -0.004722 | -0.004117 | -0.003768 | -0.003247 | -0.002754 | -0.002239 | -0.001842 | -0.001653 | -0.001276 | -0.001022 | -0.000804 | -0.000596 | -0.000275 | -0.000137 | 0 | 0.000284 | 0.000409 | 0.000374 | 0.000574 | 0.000515 | 0.000612 | 0.000591 | 0.000643 | 0.000616
-0.011384 | -0.010274 | -0.009063 | -0.008618 | -0.008086 | -0.007658 | -0.007093 | -0.006646 | -0.006024 | -0.005582 | -0.005191 | -0.00465 | -0.004025 | -0.003731 | -0.003174 | -0.002648 | -0.002231 | -0.001895 | -0.001622 | -0.001234 | -0.000983 | -0.000822 | -0.000597 | -0.000287 | -0.000108 | 0 | 0.000255 | 0.0004 | 0.000399 | 0.000592 | 0.000529 | 0.000702 | 0.000666 | 0.000639 | 0.000589
-0.011407 | -0.010301 | -0.009068 | -0.008579 | -0.008045 | -0.007632 | -0.007089 | -0.006571 | -0.005973 | -0.005596 | -0.005133 | -0.004584 | -0.003969 | -0.003689 | -0.003182 | -0.002674 | -0.002264 | -0.001869 | -0.001695 | -0.001235 | -0.001062 | -0.000821 | -0.000604 | -0.000292 | -0.000186 | 0 | 0.000218 | 0.000348 | 0.000361 | 0.000548 | 0.000454 | 0.000654 | 0.000576 | 0.000609 | 0.000602
-0.011486 | -0.010347 | -0.009146 | -0.008609 | -0.008115 | -0.007677 | -0.007092 | -0.006597 | -0.005998 | -0.005591 | -0.005066 | -0.00458 | -0.003959 | -0.003682 | -0.003149 | -0.002576 | -0.002157 | -0.001871 | -0.001608 | -0.001173 | -0.000992 | -0.000774 | -0.000616 | -0.000315 | -0.000183 | 0 | 0.000303 | 0.000441 | 0.000443 | 0.000585 | 0.000546 | 0.000723 | 0.000716 | 0.000706 | 0.000696
-0.011667 | -0.010559 | -0.009298 | -0.008767 | -0.00823 | -0.007796 | -0.007162 | -0.006653 | -0.006072 | -0.005661 | -0.005159 | -0.004647 | -0.003956 | -0.0037 | -0.003144 | -0.002651 | -0.002204 | -0.001883 | -0.001677 | -0.001267 | -0.001124 | -0.00082 | -0.000611 | -0.000289 | -0.000177 | 0 | 0.0002 | 0.000357 | 0.000364 | 0.00058 | 0.000511 | 0.000676 | 0.000677 | 0.000677 | 0.000624
-0.01169 | -0.010544 | -0.009297 | -0.008772 | -0.008251 | -0.007819 | -0.007209 | -0.006682 | -0.006031 | -0.005606 | -0.005151 | -0.004597 | -0.003971 | -0.003754 | -0.003132 | -0.002616 | -0.002166 | -0.001866 | -0.001645 | -0.001162 | -0.001 | -0.000785 | -0.000613 | -0.000268 | -0.000178 | 0 | 0.000282 | 0.000442 | 0.000454 | 0.000576 | 0.000568 | 0.000749 | 0.000694 | 0.000729 | 0.000762
-0.011853 | -0.01073 | -0.009489 | -0.008997 | -0.008417 | -0.007991 | -0.007352 | -0.006851 | -0.00623 | -0.005786 | -0.005313 | -0.004681 | -0.004022 | -0.003779 | -0.003096 | -0.002667 | -0.002236 | -0.001936 | -0.001719 | -0.00125 | -0.001074 | -0.000863 | -0.000651 | -0.000276 | -0.000217 | 0 | 0.000256 | 0.000421 | 0.000393 | 0.000573 | 0.000558 | 0.000695 | 0.000704 | 0.000689 | 0.000763
-0.011936 | -0.010837 | -0.009535 | -0.009038 | -0.008475 | -0.008016 | -0.007404 | -0.006869 | -0.006189 | -0.005795 | -0.005297 | -0.004694 | -0.004049 | -0.003776 | -0.003145 | -0.002625 | -0.002264 | -0.001894 | -0.001607 | -0.001239 | -0.001 | -0.0008 | -0.000568 | -0.000262 | -0.000157 | 0 | 0.000255 | 0.00039 | 0.000423 | 0.000687 | 0.000618 | 0.000775 | 0.000761 | 0.000835 | 0.000771

## ACS258_CC_tcarray
0.029355 | 0.030386 | 0.030466 | 0.031136 | 0.030292 | 0.031197 | 0.031364 | 0.030747 | 0.030286 | 0.028671 | 0.027132 | 0.028585 | 0.027376 | 0.026257 | 0.024972 | 0.022094 | 0.020651 | 0.018118 | 0.016351 | 0.015078 | 0.011251 | 0.010092 | 0.007012 | 0.005516 | 0.003268 | 0 | -0.000887 | -0.005095 | -0.008984 | -0.01359 | -0.01636 | -0.018306 | -0.020889 | -0.024053 | -0.026763
0.020181 | 0.020535 | 0.023124 | 0.024883 | 0.024447 | 0.025034 | 0.025653 | 0.025945 | 0.025335 | 0.023919 | 0.02339 | 0.024423 | 0.022933 | 0.022059 | 0.021872 | 0.019418 | 0.017252 | 0.01488 | 0.013543 | 0.012158 | 0.009076 | 0.008702 | 0.006526 | 0.004015 | 0.003727 | 0 | -0.002276 | -0.006106 | -0.008229 | -0.011628 | -0.014171 | -0.016825 | -0.018091 | -0.020331 | -0.023185
0.01361 | 0.015504 | 0.017595 | 0.018744 | 0.018608 | 0.020089 | 0.020995 | 0.021522 | 0.020933 | 0.020577 | 0.019942 | 0.020713 | 0.020046 | 0.019805 | 0.019021 | 0.016764 | 0.01606 | 0.013048 | 0.011806 | 0.011574 | 0.008702 | 0.007318 | 0.005288 | 0.003931 | 0.002533 | 0 | -0.000902 | -0.004015 | -0.007013 | -0.008992 | -0.012416 | -0.014411 | -0.016442 | -0.01827 | -0.020457
0.006073 | 0.008092 | 0.011628 | 0.013578 | 0.014705 | 0.015702 | 0.017136 | 0.01736 | 0.017638 | 0.017174 | 0.016806 | 0.018116 | 0.017663 | 0.016764 | 0.016132 | 0.01523 | 0.013532 | 0.011988 | 0.011012 | 0.009238 | 0.007748 | 0.007918 | 0.005181 | 0.003767 | 0.003146 | 0 | -0.000621 | -0.003244 | -0.005952 | -0.008353 | -0.010883 | -0.012772 | -0.014181 | -0.015859 | -0.017605
0.001799 | 0.00386 | 0.007579 | 0.009935 | 0.010453 | 0.012534 | 0.013416 | 0.014234 | 0.014121 | 0.013689 | 0.013899 | 0.014959 | 0.014729 | 0.0138 | 0.013373 | 0.01258 | 0.011494 | 0.009648 | 0.008619 | 0.008234 | 0.005826 | 0.00548 | 0.004348 | 0.002262 | 0.00177 | 0 | -0.001535 | -0.004071 | -0.006148 | -0.008026 | -0.010136 | -0.01216 | -0.013195 | -0.014544 | -0.016515
-0.001954 | 0.000936 | 0.004555 | 0.006932 | 0.007959 | 0.009555 | 0.010821 | 0.01179 | 0.012399 | 0.012917 | 0.012232 | 0.013625 | 0.012923 | 0.013028 | 0.012836 | 0.011073 | 0.010492 | 0.009481 | 0.008275 | 0.00757 | 0.006403 | 0.005502 | 0.003659 | 0.003157 | 0.001291 | 0 | -0.000614 | -0.002562 | -0.004964 | -0.00642 | -0.008272 | -0.010105 | -0.011209 | -0.012425 | -0.014231
-0.004171 | -0.001883 | 0.002122 | 0.004457 | 0.006178 | 0.007673 | 0.008998 | 0.009653 | 0.010402 | 0.010131 | 0.01004 | 0.01117 | 0.01158 | 0.011231 | 0.01091 | 0.010366 | 0.009235 | 0.008352 | 0.007439 | 0.006415 | 0.005184 | 0.004722 | 0.003488 | 0.00224 | 0.001969 | 0 | -0.000838 | -0.002565 | -0.004476 | -0.006117 | -0.007362 | -0.009473 | -0.010197 | -0.0118 | -0.012716
-0.005125 | -0.002883 | 0.001375 | 0.003667 | 0.004489 | 0.006401 | 0.007673 | 0.008414 | 0.008939 | 0.008879 | 0.009372 | 0.009981 | 0.010148 | 0.009934 | 0.009882 | 0.009245 | 0.008339 | 0.007202 | 0.006353 | 0.005883 | 0.004325 | 0.004079 | 0.003192 | 0.002001 | 0.001165 | 0 | -0.001124 | -0.002828 | -0.004303 | -0.005127 | -0.0074 | -0.008689 | -0.009359 | -0.010222 | -0.01158
-0.007427 | -0.004569 | -0.000892 | 0.001216 | 0.003276 | 0.004814 | 0.006018 | 0.006666 | 0.0075 | 0.008056 | 0.007902 | 0.009169 | 0.009307 | 0.00954 | 0.009284 | 0.008559 | 0.008083 | 0.007627 | 0.006454 | 0.006012 | 0.005037 | 0.004176 | 0.003194 | 0.002531 | 0.001888 | 0 | -0.00011 | -0.00159 | -0.003204 | -0.004655 | -0.005916 | -0.006864 | -0.007789 | -0.008585 | -0.009979
-0.009179 | -0.006962 | -0.002446 | 0.000348 | 0.001625 | 0.003365 | 0.005007 | 0.005426 | 0.006406 | 0.006444 | 0.00687 | 0.007566 | 0.008079 | 0.008506 | 0.008201 | 0.00731 | 0.006816 | 0.005968 | 0.005095 | 0.004487 | 0.003548 | 0.003384 | 0.002728 | 0.001628 | 0.00083 | 0 | -0.001049 | -0.001993 | -0.003392 | -0.00455 | -0.005923 | -0.007094 | -0.007896 | -0.008655 | -0.009326
-0.009477 | -0.006642 | -0.00265 | -0.00044 | 0.001151 | 0.002702 | 0.003823 | 0.004908 | 0.005211 | 0.005836 | 0.005986 | 0.007207 | 0.007237 | 0.00779 | 0.007308 | 0.00699 | 0.006489 | 0.005782 | 0.004965 | 0.004824 | 0.003409 | 0.003221 | 0.002264 | 0.001835 | 0.00091 | 0 | -0.000921 | -0.001771 | -0.0033 | -0.004006 | -0.005311 | -0.006198 | -0.006698 | -0.007243 | -0.008545
-0.010501 | -0.007839 | -0.003899 | -0.001611 | 5.4e-05 | 0.001513 | 0.002979 | 0.003458 | 0.004383 | 0.004764 | 0.005195 | 0.006256 | 0.006729 | 0.006941 | 0.006984 | 0.006359 | 0.006042 | 0.005221 | 0.004617 | 0.004183 | 0.003383 | 0.003089 | 0.00246 | 0.001703 | 0.001021 | 0 | -0.000155 | -0.001547 | -0.00251 | -0.003942 | -0.004472 | -0.005615 | -0.00616 | -0.00687 | -0.007571
-0.011297 | -0.009013 | -0.00448 | -0.002009 | -0.000618 | 0.000955 | 0.002353 | 0.00304 | 0.003851 | 0.004075 | 0.004573 | 0.005407 | 0.005851 | 0.006325 | 0.006285 | 0.006019 | 0.00527 | 0.004823 | 0.004139 | 0.003681 | 0.002889 | 0.002563 | 0.002051 | 0.001393 | 0.000989 | 0 | -0.000819 | -0.001611 | -0.002523 | -0.003117 | -0.00439 | -0.005159 | -0.005628 | -0.006176 | -0.007006
-0.010747 | -0.008025 | -0.004359 | -0.002235 | -0.000623 | 0.000795 | 0.001901 | 0.002774 | 0.003177 | 0.004075 | 0.004193 | 0.005018 | 0.005118 | 0.006145 | 0.005914 | 0.005351 | 0.005085 | 0.004504 | 0.003995 | 0.003689 | 0.002674 | 0.002568 | 0.001695 | 0.001265 | 0.000623 | 0 | -0.000733 | -0.001303 | -0.002421 | -0.003442 | -0.003943 | -0.004753 | -0.005173 | -0.005525 | -0.006539
-0.011503 | -0.009106 | -0.005067 | -0.002889 | -0.001202 | 0.000263 | 0.001526 | 0.002116 | 0.003046 | 0.003226 | 0.003652 | 0.00465 | 0.005355 | 0.005534 | 0.005707 | 0.005354 | 0.004872 | 0.00421 | 0.003695 | 0.003388 | 0.002646 | 0.002483 | 0.002093 | 0.001197 | 0.000956 | 0 | -0.000423 | -0.001196 | -0.002084 | -0.002622 | -0.003427 | -0.004136 | -0.004509 | -0.005042 | -0.00562
-0.010967 | -0.008637 | -0.004745 | -0.002498 | -0.001196 | 0.000302 | 0.001341 | 0.002037 | 0.002622 | 0.00298 | 0.003285 | 0.00404 | 0.004429 | 0.005218 | 0.005163 | 0.004636 | 0.004274 | 0.003785 | 0.003221 | 0.002846 | 0.002128 | 0.002029 | 0.00156 | 0.001138 | 0.000506 | 0 | -0.000588 | -0.001395 | -0.001969 | -0.002447 | -0.003244 | -0.004036 | -0.004245 | -0.0046 | -0.005176
-0.01119 | -0.008644 | -0.005297 | -0.003263 | -0.001642 | -0.000369 | 0.000661 | 0.001267 | 0.001842 | 0.0025 | 0.002783 | 0.003727 | 0.003929 | 0.004762 | 0.004594 | 0.004298 | 0.0041 | 0.003519 | 0.003096 | 0.003212 | 0.002246 | 0.002297 | 0.001467 | 0.001362 | 0.000518 | 0 | -0.000568 | -0.00096 | -0.001855 | -0.002447 | -0.002935 | -0.003504 | -0.003878 | -0.0042 | -0.004725
-0.011466 | -0.009378 | -0.005465 | -0.003364 | -0.001778 | -0.000592 | 0.000625 | 0.001143 | 0.001828 | 0.002126 | 0.002255 | 0.003282 | 0.003945 | 0.004351 | 0.004434 | 0.004187 | 0.003651 | 0.003272 | 0.002738 | 0.002206 | 0.001837 | 0.00155 | 0.001588 | 0.000688 | 0.000723 | 0 | -0.000353 | -0.001061 | -0.001847 | -0.002306 | -0.002783 | -0.003461 | -0.003542 | -0.003947 | -0.004236
-0.010585 | -0.008319 | -0.004981 | -0.002995 | -0.001823 | -0.000508 | 0.000531 | 0.001122 | 0.001381 | 0.001773 | 0.002186 | 0.002679 | 0.003249 | 0.003865 | 0.003972 | 0.003554 | 0.003257 | 0.002786 | 0.002394 | 0.002291 | 0.001688 | 0.001731 | 0.001334 | 0.000975 | 0.000417 | 0 | -0.000536 | -0.001133 | -0.001547 | -0.001787 | -0.002431 | -0.002987 | -0.003123 | -0.00333 | -0.003814
-0.011133 | -0.00881 | -0.005504 | -0.003621 | -0.00201 | -0.000868 | -3.7e-05 | 0.000501 | 0.001086 | 0.00149 | 0.001725 | 0.00262 | 0.002979 | 0.003671 | 0.003642 | 0.003288 | 0.003122 | 0.002707 | 0.002409 | 0.002269 | 0.001877 | 0.001655 | 0.001164 | 0.000948 | 0.000468 | 0 | -0.000442 | -0.000874 | -0.001635 | -0.002008 | -0.002335 | -0.002716 | -0.003068 | -0.00319 | -0.003506
-0.010623 | -0.008766 | -0.005198 | -0.003217 | -0.001927 | -0.000814 | 0.0002 | 0.000617 | 0.001211 | 0.001335 | 0.001633 | 0.002275 | 0.002829 | 0.003197 | 0.00333 | 0.003145 | 0.002619 | 0.002381 | 0.001836 | 0.001715 | 0.001319 | 0.001452 | 0.001152 | 0.000596 | 0.000459 | 0 | -0.00044 | -0.00106 | -0.001434 | -0.001765 | -0.002226 | -0.002433 | -0.002653 | -0.002876 | -0.003234
-0.010533 | -0.00823 | -0.005215 | -0.003413 | -0.002133 | -0.000949 | -0.00016 | 0.000385 | 0.000647 | 0.000989 | 0.001302 | 0.001822 | 0.002141 | 0.002857 | 0.002824 | 0.002569 | 0.0025 | 0.00211 | 0.001865 | 0.001866 | 0.001254 | 0.001328 | 0.001081 | 0.000858 | 0.000394 | 0 | -0.000381 | -0.000876 | -0.001356 | -0.001539 | -0.001701 | -0.002314 | -0.002233 | -0.002402 | -0.002757
-0.01076 | -0.008761 | -0.005392 | -0.003592 | -0.002099 | -0.001089 | -0.000228 | 8.6e-05 | 0.000716 | 0.00086 | 0.001032 | 0.001683 | 0.002161 | 0.002611 | 0.002779 | 0.00253 | 0.002143 | 0.001888 | 0.001702 | 0.001618 | 0.001391 | 0.001325 | 0.001085 | 0.000755 | 0.000461 | 0 | -0.000386 | -0.000699 | -0.001218 | -0.00159 | -0.0017 | -0.001945 | -0.002105 | -0.002278 | -0.002391
-0.010044 | -0.008129 | -0.004965 | -0.0031 | -0.002071 | -0.000984 | -0.000121 | 0.000307 | 0.000545 | 0.000635 | 0.000996 | 0.001365 | 0.00177 | 0.002255 | 0.00225 | 0.002183 | 0.001731 | 0.001473 | 0.001229 | 0.001114 | 0.000881 | 0.001012 | 0.000994 | 0.000483 | 0.00038 | 0 | -0.000494 | -0.000958 | -0.001187 | -0.001357 | -0.001581 | -0.001917 | -0.0019 | -0.001966 | -0.002305
-0.009953 | -0.007764 | -0.004884 | -0.003308 | -0.001952 | -0.001032 | -0.000307 | 9.1e-05 | 0.000381 | 0.0007 | 0.000826 | 0.001124 | 0.001372 | 0.00202 | 0.00191 | 0.001745 | 0.001719 | 0.001437 | 0.001206 | 0.001406 | 0.00102 | 0.001123 | 0.000911 | 0.000852 | 0.000411 | 0 | -0.000309 | -0.000692 | -0.001157 | -0.001148 | -0.001278 | -0.001516 | -0.00162 | -0.001661 | -0.001837
-0.010214 | -0.008368 | -0.005137 | -0.003366 | -0.002071 | -0.001122 | -0.000305 | -8.9e-05 | 0.000369 | 0.000264 | 0.000386 | 0.001042 | 0.001388 | 0.001776 | 0.001865 | 0.00168 | 0.001271 | 0.001187 | 0.001058 | 0.001007 | 0.001015 | 0.00102 | 0.000873 | 0.000568 | 0.000408 | 0 | -0.000266 | -0.00065 | -0.000971 | -0.001115 | -0.001141 | -0.001268 | -0.001425 | -0.001369 | -0.001545
-0.009289 | -0.007352 | -0.004494 | -0.002898 | -0.001905 | -0.000917 | -0.000215 | 0.000154 | 0.000286 | 0.000339 | 0.000449 | 0.000655 | 0.000987 | 0.001377 | 0.001393 | 0.001216 | 0.00109 | 0.000866 | 0.000674 | 0.000821 | 0.000567 | 0.000716 | 0.00068 | 0.000471 | 0.000303 | 0 | -0.000473 | -0.000816 | -0.00097 | -0.000962 | -0.001138 | -0.001292 | -0.001329 | -0.001339 | -0.001566
-0.009181 | -0.007241 | -0.004493 | -0.00291 | -0.001689 | -0.000884 | -0.000244 | 2.3e-05 | 0.000226 | 0.000388 | 0.000304 | 0.000593 | 0.000721 | 0.001116 | 0.001208 | 0.00109 | 0.000882 | 0.000735 | 0.000864 | 0.000894 | 0.000803 | 0.001004 | 0.000809 | 0.000687 | 0.000362 | 0 | -0.000229 | -0.000656 | -0.000881 | -0.000901 | -0.000923 | -0.001082 | -0.001116 | -0.001076 | -0.001195
-0.009028 | -0.007286 | -0.004338 | -0.002742 | -0.001664 | -0.000838 | -0.000178 | 1.2e-05 | 0.000194 | 0.000149 | 0.00015 | 0.000339 | 0.000643 | 0.000846 | 0.000979 | 0.000846 | 0.000607 | 0.000588 | 0.000474 | 0.000553 | 0.000611 | 0.000705 | 0.000682 | 0.000336 | 0.000312 | 0 | -0.00043 | -0.000619 | -0.000922 | -0.000921 | -0.000933 | -0.00095 | -0.000861 | -0.000906 | -0.001027
-0.008828 | -0.006875 | -0.004332 | -0.002762 | -0.00178 | -0.000908 | -0.000336 | -0.000111 | -0.00012 | -5.5e-05 | -0.000159 | -3.6e-05 | 0.000124 | 0.000519 | 0.0004 | 0.000481 | 0.000292 | 0.000177 | 0.000177 | 0.000443 | 0.000376 | 0.00057 | 0.000591 | 0.000392 | 0.000225 | 0 | -0.000396 | -0.00076 | -0.000861 | -0.000787 | -0.000724 | -0.000988 | -0.000815 | -0.000817 | -0.000928
-0.008812 | -0.007139 | -0.004513 | -0.003047 | -0.001879 | -0.001113 | -0.000498 | -0.000327 | -9.5e-05 | -0.000213 | -0.000244 | -7.3e-05 | -2.7e-05 | 0.000267 | 0.000299 | 0.000263 | 0.000183 | 9.8e-05 | 0.00027 | 0.000413 | 0.000514 | 0.00073 | 0.00061 | 0.000532 | 0.000307 | 0 | -0.000265 | -0.000648 | -0.000846 | -0.000747 | -0.000635 | -0.000612 | -0.000677 | -0.000546 | -0.000559
-0.008644 | -0.006984 | -0.00431 | -0.00281 | -0.001905 | -0.001117 | -0.000493 | -0.000295 | -0.00021 | -0.000445 | -0.000447 | -0.000411 | -0.000173 | -5.2e-05 | 1.3e-05 | -5.7e-05 | -0.000143 | -0.000142 | -0.000164 | 8.1e-05 | 0.000205 | 0.000492 | 0.000507 | 0.000226 | 0.000152 | 0 | -0.000503 | -0.000716 | -0.000807 | -0.000734 | -0.000624 | -0.000574 | -0.000517 | -0.000535 | -0.000693
-0.008808 | -0.007046 | -0.004732 | -0.003333 | -0.002315 | -0.001502 | -0.000925 | -0.000663 | -0.000726 | -0.000688 | -0.000875 | -0.000894 | -0.000915 | -0.000465 | -0.000538 | -0.000498 | -0.0004 | -0.000495 | -0.00028 | 4e-06 | 0.000237 | 0.00042 | 0.000483 | 0.000361 | 0.00026 | 0 | -0.000367 | -0.000674 | -0.000698 | -0.000554 | -0.000515 | -0.000565 | -0.000468 | -0.00038 | -0.000373
-0.008671 | -0.007265 | -0.004748 | -0.00333 | -0.002224 | -0.001488 | -0.000968 | -0.000827 | -0.000622 | -0.000766 | -0.000922 | -0.000814 | -0.000753 | -0.000678 | -0.000537 | -0.000549 | -0.000644 | -0.000518 | -0.000287 | 4.9e-05 | 0.000182 | 0.000534 | 0.000462 | 0.000359 | 0.000191 | 0 | -0.000332 | -0.000604 | -0.000814 | -0.00068 | -0.000466 | -0.000387 | -0.000306 | -0.000156 | -0.000202
-0.009331 | -0.007739 | -0.005353 | -0.003921 | -0.002979 | -0.002162 | -0.001489 | -0.001244 | -0.00123 | -0.001383 | -0.001437 | -0.00151 | -0.001375 | -0.001173 | -0.001099 | -0.001082 | -0.001049 | -0.000834 | -0.00069 | -0.000286 | -3e-06 | 0.000173 | 0.000339 | 0.000277 | 0.000175 | 0 | -0.000384 | -0.000634 | -0.000581 | -0.000455 | -0.000337 | -0.000269 | -0.000215 | -0.000109 | -0.0002
-0.009763 | -0.008243 | -0.006072 | -0.004683 | -0.003549 | -0.002695 | -0.002122 | -0.00187 | -0.001778 | -0.001767 | -0.001946 | -0.001948 | -0.001975 | -0.001692 | -0.001649 | -0.001462 | -0.001319 | -0.001188 | -0.000803 | -0.000414 | -0.000103 | 0.000259 | 0.0003 | 0.000256 | 0.00015 | 0 | -0.00042 | -0.000645 | -0.000681 | -0.000432 | -0.000241 | -0.000231 | -0.000113 | 1.3e-05 | -7e-06
-0.009932 | -0.008692 | -0.006246 | -0.00481 | -0.00372 | -0.00299 | -0.002276 | -0.002048 | -0.001875 | -0.002046 | -0.002076 | -0.00207 | -0.002038 | -0.001923 | -0.00174 | -0.001607 | -0.00155 | -0.001257 | -0.000861 | -0.000402 | -9.9e-05 | 0.000303 | 0.000337 | 0.000236 | 0.000193 | 0 | -0.000363 | -0.000484 | -0.000568 | -0.000396 | -0.000134 | -2.6e-05 | 0.0001 | 0.000172 | 0.000183
-0.009982 | -0.008566 | -0.00649 | -0.005143 | -0.004163 | -0.00337 | -0.002691 | -0.002377 | -0.002371 | -0.002414 | -0.002578 | -0.002645 | -0.00263 | -0.00243 | -0.002332 | -0.00213 | -0.001847 | -0.001595 | -0.001302 | -0.000696 | -0.000349 | -2.1e-05 | 0.0002 | 0.000151 | 0.000135 | 0 | -0.000362 | -0.000553 | -0.000479 | -0.000281 | -0.000111 | 1.7e-05 | 0.000142 | 0.000232 | 0.000172
-0.010129 | -0.008944 | -0.0068 | -0.00543 | -0.004319 | -0.003498 | -0.002851 | -0.002626 | -0.002483 | -0.002565 | -0.002727 | -0.002775 | -0.002901 | -0.002679 | -0.002594 | -0.002275 | -0.002 | -0.001724 | -0.001228 | -0.000717 | -0.00029 | 7.2e-05 | 0.000244 | 0.000193 | 0.000135 | 0 | -0.000373 | -0.000583 | -0.000581 | -0.000277 | -1.5e-05 | 3.6e-05 | 0.000218 | 0.000382 | 0.000369
-0.009425 | -0.008268 | -0.006107 | -0.004765 | -0.003829 | -0.003076 | -0.002523 | -0.0023 | -0.002249 | -0.002488 | -0.002687 | -0.002795 | -0.002798 | -0.002782 | -0.002626 | -0.002408 | -0.002168 | -0.001784 | -0.001387 | -0.000809 | -0.000309 | -1.2e-05 | 0.000143 | 9.9e-05 | 9.3e-05 | 0 | -0.000387 | -0.000545 | -0.000572 | -0.000284 | 4e-06 | 0.00021 | 0.000313 | 0.000406 | 0.000438
-0.008865 | -0.007548 | -0.00566 | -0.004344 | -0.003506 | -0.002779 | -0.002203 | -0.002042 | -0.002105 | -0.002315 | -0.002614 | -0.002875 | -0.003029 | -0.002839 | -0.002816 | -0.002512 | -0.002207 | -0.001929 | -0.00146 | -0.00081 | -0.000429 | -1.8e-05 | 0.000231 | 0.000155 | 0.00014 | 0 | -0.000307 | -0.000585 | -0.000425 | -0.000143 | 9.5e-05 | 0.000257 | 0.0004 | 0.000575 | 0.000509
-0.008146 | -0.006927 | -0.004745 | -0.003495 | -0.002538 | -0.001913 | -0.001448 | -0.001388 | -0.001476 | -0.001731 | -0.002141 | -0.002354 | -0.002654 | -0.00269 | -0.002603 | -0.002288 | -0.002093 | -0.001737 | -0.001194 | -0.000586 | -0.000202 | 0.000215 | 0.000304 | 0.000301 | 0.000217 | 0 | -0.000287 | -0.000436 | -0.000432 | -9.7e-05 | 0.000196 | 0.000326 | 0.000503 | 0.00066 | 0.00072
-0.007277 | -0.005874 | -0.003693 | -0.002428 | -0.001671 | -0.001127 | -0.000751 | -0.000731 | -0.000954 | -0.001413 | -0.001816 | -0.002185 | -0.002454 | -0.002595 | -0.002595 | -0.002383 | -0.002129 | -0.001734 | -0.001315 | -0.000752 | -0.000249 | 0.000102 | 0.000226 | 0.00017 | 0.000158 | 0 | -0.000338 | -0.000521 | -0.000399 | -6e-05 | 0.000218 | 0.00043 | 0.000589 | 0.000707 | 0.000741
-0.006166 | -0.004662 | -0.002601 | -0.00148 | -0.000719 | -0.000239 | 5.4e-05 | -3.3e-05 | -0.000407 | -0.000783 | -0.001438 | -0.00193 | -0.002396 | -0.002469 | -0.002498 | -0.002244 | -0.002006 | -0.001705 | -0.001196 | -0.000658 | -0.000184 | 0.000141 | 0.000263 | 0.000217 | 0.000179 | 0 | -0.000317 | -0.000519 | -0.000409 | -8.7e-05 | 0.00028 | 0.000413 | 0.000604 | 0.000775 | 0.000771
-0.008225 | -0.006536 | -0.003876 | -0.002471 | -0.00157 | -0.001013 | -0.000581 | -0.000605 | -0.000839 | -0.001263 | -0.001707 | -0.002113 | -0.002483 | -0.002624 | -0.002613 | -0.002388 | -0.00218 | -0.001891 | -0.001386 | -0.000802 | -0.000257 | 0.000128 | 0.000199 | 0.000133 | 0.000172 | 0 | -0.000299 | -0.000369 | -0.000162 | 0.000238 | 0.000654 | 0.000879 | 0.001119 | 0.001237 | 0.0013
-0.007068 | -0.005312 | -0.002979 | -0.001716 | -0.000971 | -0.000422 | -0.000117 | -0.000136 | -0.000406 | -0.000976 | -0.001493 | -0.001969 | -0.002394 | -0.002575 | -0.002595 | -0.00246 | -0.002179 | -0.001825 | -0.001357 | -0.000716 | -0.000271 | 6.8e-05 | 0.000184 | 0.000139 | 0.000124 | 0 | -0.000244 | -0.000396 | -0.000152 | 0.000281 | 0.000683 | 0.000935 | 0.001122 | 0.001275 | 0.001342
-0.006105 | -0.004467 | -0.002171 | -0.001068 | -0.000371 | 6.5e-05 | 0.00032 | 0.000216 | -0.000203 | -0.000753 | -0.001362 | -0.001949 | -0.002434 | -0.002657 | -0.002641 | -0.002388 | -0.00214 | -0.001814 | -0.001281 | -0.000698 | -0.000201 | 6.7e-05 | 0.000249 | 0.000142 | 0.000162 | 0 | -0.000315 | -0.000408 | -0.00022 | 0.000185 | 0.000664 | 0.000901 | 0.001127 | 0.001253 | 0.001339
-0.005864 | -0.004214 | -0.001789 | -0.000562 | 0.0002 | 0.000596 | 0.000789 | 0.000566 | 0.000129 | -0.000585 | -0.00126 | -0.001875 | -0.002452 | -0.002728 | -0.002828 | -0.002615 | -0.002288 | -0.001918 | -0.001398 | -0.000679 | -0.000112 | 0.000215 | 0.000298 | 0.000168 | 0.000191 | 0 | -0.000321 | -0.000374 | -0.000242 | 0.000168 | 0.000602 | 0.000829 | 0.00106 | 0.001189 | 0.001265
-0.002626 | -0.000964 | 0.001158 | 0.002256 | 0.002857 | 0.003194 | 0.003335 | 0.003062 | 0.002579 | 0.00189 | 0.001178 | 0.000462 | -0.000238 | -0.000689 | -0.000985 | -0.001062 | -0.001053 | -0.001056 | -0.000845 | -0.000415 | -0.000156 | 0.000157 | 0.000257 | 0.000194 | 0.000134 | 0 | -0.000308 | -0.000475 | 1.4e-05 | 0.000547 | 0.000978 | 0.001244 | 0.001411 | 0.001571 | 0.001617
-0.006017 | -0.004351 | -0.001976 | -0.000836 | -0.000139 | 0.000206 | 0.000379 | 0.000109 | -0.000407 | -0.001119 | -0.001886 | -0.002586 | -0.003127 | -0.003393 | -0.003351 | -0.002975 | -0.002588 | -0.002096 | -0.001443 | -0.000834 | -0.000181 | 0.000167 | 0.000284 | 0.000128 | 0.000127 | 0 | -0.000344 | -0.000437 | -0.000258 | 0.000119 | 0.000579 | 0.00081 | 0.00107 | 0.001228 | 0.001324
-0.005186 | -0.003498 | -0.001207 | -0.000104 | 0.000497 | 0.000853 | 0.000957 | 0.000714 | 0.000184 | -0.00058 | -0.001317 | -0.002006 | -0.002642 | -0.00302 | -0.003138 | -0.002879 | -0.002532 | -0.002038 | -0.001443 | -0.000698 | -0.000117 | 0.00019 | 0.000267 | 0.000214 | 0.000186 | 0 | -0.000285 | -0.000388 | -0.000208 | 0.000188 | 0.000644 | 0.000943 | 0.001165 | 0.001276 | 0.001391
-0.004702 | -0.003064 | -0.000867 | 0.000213 | 0.00081 | 0.00113 | 0.001218 | 0.000964 | 0.000449 | -0.000302 | -0.001115 | -0.001884 | -0.002579 | -0.002913 | -0.003027 | -0.0028 | -0.002452 | -0.002006 | -0.001427 | -0.000772 | -0.000259 | 9.9e-05 | 0.000265 | 0.000135 | 0.000163 | 0 | -0.000288 | -0.000395 | -0.0001 | 0.000319 | 0.000756 | 0.00103 | 0.001216 | 0.001375 | 0.001465
-0.004769 | -0.003136 | -0.000912 | 0.000113 | 0.000722 | 0.001064 | 0.001185 | 0.000897 | 0.000353 | -0.000417 | -0.001196 | -0.001983 | -0.002712 | -0.003114 | -0.0032 | -0.002945 | -0.0026 | -0.002137 | -0.001517 | -0.000867 | -0.000272 | 0.000116 | 0.000254 | 0.000157 | 0.000169 | 0 | -0.000307 | -0.000389 | -0.000128 | 0.000306 | 0.000771 | 0.000979 | 0.00123 | 0.001383 | 0.001454
-0.004833 | -0.003167 | -0.00097 | 0.000127 | 0.00063 | 0.000929 | 0.001033 | 0.000746 | 0.000209 | -0.000574 | -0.001411 | -0.002212 | -0.002922 | -0.003331 | -0.003404 | -0.003075 | -0.002667 | -0.002187 | -0.001566 | -0.000834 | -0.000292 | 7.5e-05 | 0.000205 | 0.000134 | 0.000158 | 0 | -0.00028 | -0.000373 | -0.000132 | 0.000331 | 0.000768 | 0.000995 | 0.00122 | 0.001404 | 0.001474
-0.004863 | -0.003215 | -0.001002 | 5.7e-05 | 0.000618 | 0.000831 | 0.000955 | 0.000641 | 7.2e-05 | -0.000718 | -0.001503 | -0.00239 | -0.00309 | -0.003515 | -0.00362 | -0.003282 | -0.002871 | -0.00234 | -0.001728 | -0.000996 | -0.000368 | 9.2e-05 | 0.000188 | 0.000102 | 0.000116 | 0 | -0.00031 | -0.000411 | -0.000161 | 0.000278 | 0.000751 | 0.000993 | 0.001213 | 0.00137 | 0.001475
-0.004891 | -0.003245 | -0.001053 | -3.2e-05 | 0.000551 | 0.000758 | 0.000843 | 0.000563 | -1e-05 | -0.000787 | -0.001624 | -0.002466 | -0.003248 | -0.003688 | -0.003755 | -0.003431 | -0.00297 | -0.002457 | -0.001774 | -0.001021 | -0.000391 | -1.7e-05 | 0.000191 | 0.000117 | 0.000126 | 0 | -0.000291 | -0.000407 | -0.000133 | 0.000339 | 0.000787 | 0.001036 | 0.001262 | 0.001391 | 0.001458
-0.004843 | -0.003243 | -0.001037 | -5.9e-05 | 0.000427 | 0.000694 | 0.000819 | 0.00049 | -6.5e-05 | -0.000909 | -0.001757 | -0.002575 | -0.003372 | -0.003813 | -0.003886 | -0.003571 | -0.003086 | -0.002593 | -0.001941 | -0.001131 | -0.000555 | -0.000125 | 8.5e-05 | 7e-05 | 0.000123 | 0 | -0.00028 | -0.000373 | -0.000116 | 0.000352 | 0.0008 | 0.001053 | 0.001275 | 0.00141 | 0.001462
-0.00496 | -0.003269 | -0.001169 | -0.000216 | 0.000334 | 0.00059 | 0.000664 | 0.000354 | -0.000206 | -0.001036 | -0.001895 | -0.002797 | -0.00357 | -0.004042 | -0.004098 | -0.003753 | -0.003251 | -0.002644 | -0.001868 | -0.00104 | -0.000411 | 3e-06 | 0.000152 | 9.3e-05 | 0.000128 | 0 | -0.000289 | -0.000367 | -0.000114 | 0.000332 | 0.000771 | 0.001023 | 0.001259 | 0.001384 | 0.001451
-0.004751 | -0.003175 | -0.001145 | -0.000154 | 0.000396 | 0.000679 | 0.000795 | 0.000517 | -7.4e-05 | -0.000868 | -0.00173 | -0.002579 | -0.003432 | -0.003918 | -0.003983 | -0.003643 | -0.003163 | -0.002586 | -0.001875 | -0.001059 | -0.000439 | -3.1e-05 | 0.000155 | 0.0001 | 0.000136 | 0 | -0.00028 | -0.000374 | -0.000131 | 0.000333 | 0.000778 | 0.000999 | 0.001185 | 0.001368 | 0.001439
-0.004637 | -0.003024 | -0.000802 | 0.000221 | 0.000779 | 0.000991 | 0.001064 | 0.000658 | 6e-05 | -0.000821 | -0.001705 | -0.002598 | -0.003453 | -0.003986 | -0.004134 | -0.003783 | -0.003275 | -0.002722 | -0.001986 | -0.00118 | -0.00052 | -8.4e-05 | 0.000101 | 7.8e-05 | 0.000116 | 0 | -0.00029 | -0.000379 | -0.000137 | 0.00033 | 0.000811 | 0.000983 | 0.001243 | 0.001374 | 0.001436
-0.004316 | -0.002625 | -0.000613 | 0.000296 | 0.000797 | 0.00101 | 0.001063 | 0.000718 | 0.000112 | -0.000722 | -0.001625 | -0.002568 | -0.003452 | -0.00401 | -0.004109 | -0.003804 | -0.003233 | -0.002648 | -0.001921 | -0.001104 | -0.00044 | -3e-05 | 0.000126 | 0.000115 | 0.000126 | 0 | -0.000242 | -0.000344 | -6.8e-05 | 0.000317 | 0.000783 | 0.001014 | 0.001207 | 0.001348 | 0.001431
-0.003939 | -0.002396 | -0.000354 | 0.000553 | 0.00106 | 0.001247 | 0.001293 | 0.000886 | 0.000294 | -0.000606 | -0.001537 | -0.002488 | -0.00342 | -0.003954 | -0.004119 | -0.003756 | -0.003277 | -0.002694 | -0.001953 | -0.001142 | -0.000499 | -9.4e-05 | 0.000143 | 6.9e-05 | 0.000128 | 0 | -0.000322 | -0.000379 | -0.000133 | 0.000261 | 0.000731 | 0.000943 | 0.001172 | 0.001313 | 0.001372
-0.003703 | -0.002149 | -7.2e-05 | 0.000837 | 0.001236 | 0.001396 | 0.001419 | 0.000973 | 0.000362 | -0.000525 | -0.001464 | -0.002475 | -0.003383 | -0.003979 | -0.00413 | -0.00378 | -0.003254 | -0.00268 | -0.001967 | -0.001131 | -0.000505 | -5.6e-05 | 0.000103 | 9.9e-05 | 9.8e-05 | 0 | -0.000347 | -0.000383 | -0.000154 | 0.000269 | 0.000703 | 0.000875 | 0.001115 | 0.001254 | 0.001311
-0.003635 | -0.001977 | -0.000122 | 0.0007 | 0.001131 | 0.001275 | 0.001268 | 0.000887 | 0.000239 | -0.000614 | -0.001622 | -0.002572 | -0.003518 | -0.004044 | -0.004251 | -0.003959 | -0.003374 | -0.002768 | -0.002015 | -0.001138 | -0.000555 | -7.3e-05 | 0.000102 | 0.000107 | 0.000134 | 0 | -0.000189 | -0.000311 | -5.3e-05 | 0.000331 | 0.000769 | 0.001023 | 0.001145 | 0.001308 | 0.00137
-0.003623 | -0.002097 | 2.2e-05 | 0.000958 | 0.00144 | 0.001638 | 0.001663 | 0.001242 | 0.000549 | -0.000337 | -0.001362 | -0.002356 | -0.003338 | -0.003949 | -0.004087 | -0.003791 | -0.003356 | -0.002748 | -0.002009 | -0.001167 | -0.000517 | -9e-05 | 0.000126 | 6.8e-05 | 0.000125 | 0 | -0.000332 | -0.000346 | -0.000165 | 0.000266 | 0.000699 | 0.000852 | 0.001087 | 0.001244 | 0.001277
-0.003209 | -0.001547 | 0.000474 | 0.001336 | 0.001671 | 0.001796 | 0.001779 | 0.001362 | 0.000679 | -0.000243 | -0.00119 | -0.002282 | -0.003246 | -0.003891 | -0.004087 | -0.003821 | -0.003229 | -0.002699 | -0.001946 | -0.001048 | -0.000467 | 6e-06 | 0.000118 | 0.000141 | 0.000124 | 0 | -0.000284 | -0.000313 | -6.6e-05 | 0.000317 | 0.000713 | 0.000888 | 0.001128 | 0.001227 | 0.001274
-0.003209 | -0.001561 | 0.000258 | 0.001063 | 0.00153 | 0.001684 | 0.001644 | 0.001229 | 0.000559 | -0.000314 | -0.00139 | -0.002388 | -0.003345 | -0.00394 | -0.004172 | -0.003841 | -0.003312 | -0.002708 | -0.001976 | -0.00107 | -0.000451 | -7.8e-05 | 0.000119 | 0.000103 | 0.000131 | 0 | -0.000246 | -0.000332 | -8.8e-05 | 0.000256 | 0.000676 | 0.000921 | 0.001021 | 0.001211 | 0.001198
-0.003051 | -0.001533 | 0.000661 | 0.001531 | 0.001939 | 0.002005 | 0.002021 | 0.001557 | 0.000886 | -9.2e-05 | -0.001052 | -0.002144 | -0.003182 | -0.003869 | -0.004067 | -0.003714 | -0.003297 | -0.002747 | -0.001952 | -0.001189 | -0.000543 | -6.7e-05 | 0.000168 | 2e-06 | 0.000124 | 0 | -0.000353 | -0.000384 | -0.000199 | 0.000282 | 0.00065 | 0.000752 | 0.001064 | 0.001129 | 0.0011
-0.003298 | -0.001483 | 0.000478 | 0.00133 | 0.001715 | 0.00184 | 0.001794 | 0.001359 | 0.000694 | -0.00016 | -0.001214 | -0.002271 | -0.003274 | -0.003924 | -0.004177 | -0.003921 | -0.003232 | -0.002609 | -0.001919 | -0.001037 | -0.000441 | -1.2e-05 | 6.6e-05 | 0.000148 | 0.000139 | 0 | -0.000217 | -0.000312 | -6e-05 | 0.000316 | 0.00068 | 0.000875 | 0.000977 | 0.001087 | 0.00112
-0.003411 | -0.001769 | 0.000207 | 0.00106 | 0.001572 | 0.001735 | 0.001769 | 0.001283 | 0.000676 | -0.000218 | -0.001296 | -0.002279 | -0.00334 | -0.003975 | -0.004201 | -0.003839 | -0.00338 | -0.00276 | -0.001972 | -0.001197 | -0.000524 | -0.000121 | 0.000153 | 3.7e-05 | 0.000131 | 0 | -0.000253 | -0.000336 | -0.000193 | 0.000194 | 0.000539 | 0.000763 | 0.000906 | 0.001012 | 0.001001
-0.00343 | -0.001782 | 0.000502 | 0.0014 | 0.001751 | 0.001886 | 0.001887 | 0.0015 | 0.00083 | -0.000163 | -0.001095 | -0.002189 | -0.003187 | -0.00393 | -0.00418 | -0.003863 | -0.003346 | -0.002777 | -0.002028 | -0.00125 | -0.000588 | -0.000126 | 8e-05 | 2.5e-05 | 8.7e-05 | 0 | -0.000417 | -0.000384 | -0.000213 | 0.000179 | 0.000521 | 0.000637 | 0.000909 | 0.000962 | 0.000916
-0.003605 | -0.001659 | 0.00026 | 0.001096 | 0.001551 | 0.001724 | 0.001718 | 0.001308 | 0.000672 | -0.000124 | -0.001159 | -0.002253 | -0.00326 | -0.003875 | -0.004198 | -0.003917 | -0.003199 | -0.002611 | -0.001806 | -0.00097 | -0.000384 | 3.6e-05 | 0.000139 | 0.000213 | 0.000215 | 0 | -0.000128 | -0.000211 | 3.1e-05 | 0.000264 | 0.00067 | 0.000845 | 0.00085 | 0.000965 | 0.000997
-0.003917 | -0.002323 | -0.000158 | 0.000753 | 0.001303 | 0.001483 | 0.001599 | 0.00122 | 0.00061 | -0.000291 | -0.001314 | -0.002309 | -0.003332 | -0.003993 | -0.004205 | -0.003857 | -0.003379 | -0.002802 | -0.002011 | -0.001239 | -0.000524 | -0.000148 | 0.000148 | -2e-05 | 7.7e-05 | 0 | -0.000321 | -0.000409 | -0.000268 | 0.00014 | 0.000435 | 0.000546 | 0.000745 | 0.000834 | 0.000785
-0.003968 | -0.002223 | 1.8e-05 | 0.000944 | 0.00135 | 0.001514 | 0.001575 | 0.001187 | 0.000627 | -0.000226 | -0.001152 | -0.00225 | -0.003272 | -0.003936 | -0.0042 | -0.004002 | -0.003297 | -0.002717 | -0.002009 | -0.001122 | -0.000584 | -8e-05 | 8.6e-05 | 8e-05 | 0.000113 | 0 | -0.000319 | -0.000347 | -0.000156 | 0.000117 | 0.000494 | 0.000582 | 0.000763 | 0.000816 | 0.000741
-0.004577 | -0.002691 | -0.000794 | 0.000101 | 0.000685 | 0.000927 | 0.001086 | 0.000782 | 0.000255 | -0.00052 | -0.00154 | -0.002454 | -0.003512 | -0.004052 | -0.004387 | -0.004011 | -0.00335 | -0.002749 | -0.001961 | -0.001061 | -0.000435 | -4e-06 | 0.000175 | 0.000184 | 0.000202 | 0 | -0.000172 | -0.000312 | -0.000146 | 0.000186 | 0.000477 | 0.000661 | 0.000584 | 0.000756 | 0.000771
-0.004313 | -0.002831 | -0.000525 | 0.000385 | 0.000889 | 0.001138 | 0.001292 | 0.000912 | 0.000493 | -0.000439 | -0.001279 | -0.002325 | -0.003385 | -0.00406 | -0.004303 | -0.003929 | -0.003503 | -0.002827 | -0.002047 | -0.001256 | -0.000602 | -0.000182 | 0.000122 | -3.1e-05 | 6.7e-05 | 0 | -0.000413 | -0.000475 | -0.000353 | 7e-05 | 0.000313 | 0.000341 | 0.000622 | 0.000628 | 0.000489
-0.004706 | -0.002818 | -0.000758 | 0.000164 | 0.000638 | 0.000904 | 0.000997 | 0.000764 | 0.000213 | -0.000493 | -0.001424 | -0.002475 | -0.00346 | -0.004159 | -0.004394 | -0.004078 | -0.00335 | -0.002687 | -0.001966 | -0.001054 | -0.000511 | -4.7e-05 | 3.2e-05 | 0.000147 | 0.000142 | 0 | -0.000245 | -0.000308 | -0.000125 | 0.000115 | 0.00038 | 0.000446 | 0.000562 | 0.000607 | 0.000564
-0.004484 | -0.002871 | -0.000995 | -0.000109 | 0.000552 | 0.000831 | 0.000978 | 0.000678 | 0.000188 | -0.000497 | -0.00155 | -0.00235 | -0.003501 | -0.003996 | -0.004304 | -0.003929 | -0.003344 | -0.002745 | -0.001904 | -0.001043 | -0.000449 | -5e-06 | 0.000201 | 0.000153 | 0.000194 | 0 | -0.000184 | -0.000308 | -0.000206 | 8.2e-05 | 0.000428 | 0.000488 | 0.000455 | 0.000522 | 0.000487
-0.004347 | -0.002868 | -0.000575 | 0.000333 | 0.000737 | 0.001047 | 0.001189 | 0.00092 | 0.00042 | -0.000367 | -0.00123 | -0.002303 | -0.003257 | -0.003991 | -0.004248 | -0.003848 | -0.00339 | -0.002818 | -0.001986 | -0.001141 | -0.0006 | -0.000139 | 0.000158 | -5e-06 | 9.1e-05 | 0 | -0.000397 | -0.000374 | -0.000351 | 9.3e-05 | 0.0003 | 0.000291 | 0.000556 | 0.000495 | 0.000312
-0.004353 | -0.002445 | -0.00063 | 0.000304 | 0.000831 | 0.001013 | 0.001125 | 0.000853 | 0.000306 | -0.000383 | -0.001257 | -0.002279 | -0.003323 | -0.003925 | -0.004259 | -0.003945 | -0.003162 | -0.002566 | -0.001849 | -0.000919 | -0.000371 | 0.000112 | 0.000134 | 0.000244 | 0.000268 | 0 | -0.000106 | -0.000273 | -1.1e-05 | 0.000138 | 0.000486 | 0.000456 | 0.000464 | 0.000537 | 0.000475
-0.004385 | -0.002885 | -0.000754 | 0.000134 | 0.00074 | 0.000978 | 0.001195 | 0.000894 | 0.000443 | -0.000356 | -0.001348 | -0.002288 | -0.003262 | -0.003948 | -0.0041 | -0.003809 | -0.003282 | -0.002668 | -0.001875 | -0.001006 | -0.000436 | -7.5e-05 | 0.000236 | 4.2e-05 | 0.000119 | 0 | -0.000232 | -0.00041 | -0.000363 | -8.2e-05 | 0.000226 | 0.000231 | 0.000351 | 0.00035 | 0.000258
-0.004167 | -0.002368 | -3.6e-05 | 0.000849 | 0.001265 | 0.001498 | 0.001604 | 0.001301 | 0.000862 | 5.1e-05 | -0.000819 | -0.002001 | -0.003066 | -0.003733 | -0.004122 | -0.003808 | -0.003148 | -0.002594 | -0.001929 | -0.001048 | -0.000555 | -7.5e-05 | 1.8e-05 | 4e-06 | 8.4e-05 | 0 | -0.000338 | -0.000371 | -0.00028 | 6.7e-05 | 0.000145 | 0.000218 | 0.00039 | 0.000396 | 0.000163
-0.00425 | -0.002262 | -0.00033 | 0.000532 | 0.001119 | 0.001311 | 0.001469 | 0.001072 | 0.000664 | -4.4e-05 | -0.001067 | -0.001982 | -0.003163 | -0.003719 | -0.004026 | -0.003739 | -0.002963 | -0.002392 | -0.001698 | -0.000789 | -0.000221 | 0.000112 | 0.000262 | 0.000211 | 0.000345 | 0 | -0.000104 | -0.000228 | -8.6e-05 | 5e-05 | 0.000521 | 0.000373 | 0.000258 | 0.000382 | 0.000358
-0.004951 | -0.003376 | -0.000989 | -1.3e-05 | 0.000593 | 0.000938 | 0.001119 | 0.000862 | 0.000409 | -0.000416 | -0.00127 | -0.002289 | -0.003357 | -0.003986 | -0.004275 | -0.003837 | -0.003414 | -0.002732 | -0.001886 | -0.001159 | -0.000603 | -0.000152 | 0.000177 | -4.4e-05 | 0.00013 | 0 | -0.000272 | -0.000438 | -0.000373 | -8e-05 | 0.000117 | 0.000158 | 0.000182 | 0.000184 | 8.5e-05
-0.01153 | -0.008379 | -0.00457 | -0.003 | -0.002079 | -0.001382 | -0.000862 | -0.000699 | -0.000895 | -0.001631 | -0.001861 | -0.003157 | -0.003825 | -0.004626 | -0.004662 | -0.004488 | -0.003462 | -0.002857 | -0.001973 | -0.001333 | -0.000481 | 0.000118 | 0.00035 | 0.000198 | 0.00044 | 0 | -0.000174 | -0.000264 | -7.2e-05 | 6e-05 | -1.1e-05 | -3e-05 | 0.00016 | -0.000415 | -0.00083

## ACS249_CC_taarray
0.005225 | 0.005082 | 0.003237 | 0.001608 | 0.00116 | -0.0003 | -0.00024 | -9.6e-05 | 0.000395 | 0.000894 | 0.001034 | 0.001806 | 0.002272 | 9.2e-05 | 0.000428 | 0.001148 | 0.001291 | -0.003048 | -0.000907 | -0.000612 | 0.002607 | -0.000988 | 0.003142 | 0.003514 | -0.002099 | 0 | -0.001634 | 2e-05 | -0.001947 | 0.001567 | 0.002527 | 0.002407 | 0.003551 | 0.002263 | 0.004825 | 0.004631 | 0.005579
0.006085 | 0.005753 | 0.004226 | 0.00268 | 0.002256 | 0.00138 | 0.001689 | 0.001544 | 0.001569 | 0.002185 | 0.002533 | 0.002712 | 0.003195 | 0.001086 | 0.001849 | 0.001741 | 0.002405 | -0.001404 | -0.000123 | 0.001082 | 0.002766 | -0.000323 | 0.00366 | 0.003676 | -0.001291 | 0 | -0.001113 | -9.7e-05 | -0.001227 | 0.001099 | 0.001668 | 0.001433 | 0.002758 | 0.001761 | 0.003425 | 0.003625 | 0.004265
0.008108 | 0.007961 | 0.006437 | 0.005132 | 0.004492 | 0.00368 | 0.003353 | 0.003118 | 0.003468 | 0.003703 | 0.003905 | 0.003896 | 0.004062 | 0.002417 | 0.002636 | 0.002383 | 0.003115 | -0.000277 | 0.000893 | 0.00094 | 0.003133 | -0.00023 | 0.003355 | 0.002848 | -0.000891 | 0 | -0.001488 | -0.000247 | -0.001563 | 0.000504 | 0.000404 | 0.000698 | 0.001643 | 0.000573 | 0.002392 | 0.002327 | 0.003138
0.0102 | 0.009865 | 0.00814 | 0.006884 | 0.006345 | 0.005442 | 0.00513 | 0.005298 | 0.005302 | 0.005296 | 0.005077 | 0.00502 | 0.005121 | 0.003447 | 0.00384 | 0.003807 | 0.003792 | 0.000875 | 0.001907 | 0.002272 | 0.003671 | 0.000814 | 0.003248 | 0.003573 | -0.00034 | 0 | -0.001004 | 0.000156 | -0.001189 | 0.000417 | 0.000327 | 0.000733 | 0.001591 | 0.000631 | 0.002055 | 0.002099 | 0.002546
0.010665 | 0.010342 | 0.008842 | 0.007465 | 0.006956 | 0.006112 | 0.005618 | 0.005705 | 0.005556 | 0.005693 | 0.005756 | 0.005064 | 0.005179 | 0.00362 | 0.004101 | 0.003493 | 0.00346 | 0.001034 | 0.001593 | 0.001641 | 0.00312 | 0.000634 | 0.003015 | 0.002856 | -0.001048 | 0 | -0.00052 | -0.000424 | -0.00133 | -0.000305 | -0.000173 | -0.000108 | 0.000795 | 0.000147 | 0.001161 | 0.001222 | 0.001858
0.011719 | 0.01141 | 0.00981 | 0.008509 | 0.007689 | 0.006848 | 0.006459 | 0.006209 | 0.006122 | 0.006174 | 0.005885 | 0.005564 | 0.005296 | 0.00405 | 0.004235 | 0.003786 | 0.003756 | 0.001261 | 0.001636 | 0.001744 | 0.00311 | 0.000816 | 0.002615 | 0.002561 | -0.000724 | 0 | -0.001135 | -0.000779 | -0.001575 | -0.000654 | -0.000521 | -0.000488 | 0.000424 | -0.000362 | 0.000776 | 0.000777 | 0.001144
0.012276 | 0.011856 | 0.010267 | 0.008984 | 0.008126 | 0.007309 | 0.006832 | 0.00652 | 0.006138 | 0.005895 | 0.00612 | 0.005481 | 0.005451 | 0.004287 | 0.004275 | 0.003779 | 0.003629 | 0.001499 | 0.002135 | 0.001762 | 0.002864 | 0.00064 | 0.002197 | 0.00195 | -0.000761 | 0 | -0.001167 | -0.000941 | -0.001509 | -0.000674 | -0.000808 | -0.000553 | 0.00037 | -0.000595 | 0.000618 | 0.000652 | 0.000939
0.013193 | 0.012762 | 0.011111 | 0.009821 | 0.008843 | 0.007922 | 0.00729 | 0.007089 | 0.006822 | 0.006383 | 0.006436 | 0.005868 | 0.005589 | 0.004353 | 0.004478 | 0.003991 | 0.003874 | 0.00173 | 0.002105 | 0.002039 | 0.002883 | 0.000761 | 0.002538 | 0.002491 | -0.000351 | 0 | -0.000859 | -0.000816 | -0.001406 | -0.000616 | -0.000522 | -0.000511 | 0.000546 | -0.000324 | 0.000842 | 0.000625 | 0.001232
0.013707 | 0.013253 | 0.011562 | 0.010388 | 0.009353 | 0.008313 | 0.007671 | 0.007202 | 0.007001 | 0.006736 | 0.006419 | 0.00605 | 0.005682 | 0.004654 | 0.004591 | 0.004255 | 0.003915 | 0.002037 | 0.002301 | 0.002202 | 0.002777 | 0.000727 | 0.002112 | 0.002045 | -0.000215 | 0 | -0.000663 | -0.000682 | -0.00134 | -0.000867 | -0.0007 | -0.000499 | 0.000451 | -0.000261 | 0.000766 | 0.000788 | 0.001059
0.013909 | 0.013354 | 0.011594 | 0.010351 | 0.009235 | 0.008337 | 0.007765 | 0.00727 | 0.006975 | 0.006717 | 0.006411 | 0.005952 | 0.005679 | 0.004691 | 0.004586 | 0.004055 | 0.003984 | 0.001996 | 0.002139 | 0.00217 | 0.002642 | 0.000982 | 0.001937 | 0.001896 | -0.000109 | 0 | -0.000628 | -0.000598 | -0.001268 | -0.00081 | -0.000838 | -0.000636 | 9.9e-05 | -0.000149 | 0.000693 | 0.000757 | 0.00115
0.014582 | 0.014017 | 0.012251 | 0.010995 | 0.009824 | 0.008727 | 0.008016 | 0.007595 | 0.007103 | 0.006849 | 0.006403 | 0.00596 | 0.005591 | 0.004717 | 0.004578 | 0.003959 | 0.003823 | 0.002245 | 0.002193 | 0.002029 | 0.002419 | 0.000778 | 0.001729 | 0.001467 | -0.000177 | 0 | -0.000621 | -0.000722 | -0.001195 | -0.00089 | -0.000859 | -0.000777 | 0.000166 | -0.000121 | 0.000645 | 0.000667 | 0.001065
0.01551 | 0.014801 | 0.012922 | 0.011652 | 0.010492 | 0.009328 | 0.008525 | 0.008051 | 0.007552 | 0.007187 | 0.006838 | 0.006087 | 0.005926 | 0.005023 | 0.004744 | 0.004276 | 0.003818 | 0.002309 | 0.002432 | 0.002293 | 0.002634 | 0.000985 | 0.001841 | 0.001475 | -1e-05 | 0 | -0.00037 | -0.00046 | -0.001081 | -0.000685 | -0.000812 | -0.000565 | 1.6e-05 | -0.000114 | 0.00067 | 0.000601 | 0.001073
0.014892 | 0.014246 | 0.012478 | 0.01121 | 0.01009 | 0.008949 | 0.008139 | 0.007724 | 0.007226 | 0.006821 | 0.006497 | 0.006117 | 0.005703 | 0.004769 | 0.00455 | 0.004006 | 0.003637 | 0.002376 | 0.002416 | 0.002189 | 0.002554 | 0.001041 | 0.001849 | 0.001452 | -0.000123 | 0 | -0.000496 | -0.000611 | -0.000971 | -0.000714 | -0.00092 | -0.00057 | 1.1e-05 | -0.000145 | 0.00045 | 0.000503 | 0.000942
0.016136 | 0.015395 | 0.013495 | 0.01222 | 0.010987 | 0.009714 | 0.008794 | 0.008293 | 0.007574 | 0.007321 | 0.00682 | 0.00633 | 0.005884 | 0.005056 | 0.004819 | 0.004145 | 0.003912 | 0.002636 | 0.002537 | 0.002498 | 0.00248 | 0.001132 | 0.001785 | 0.001452 | 0.000265 | 0 | -0.000319 | -0.000395 | -0.00079 | -0.000644 | -0.000739 | -0.000523 | 0 | -3.3e-05 | 0.000502 | 0.000585 | 0.001007
0.016414 | 0.015614 | 0.013661 | 0.012315 | 0.01108 | 0.009797 | 0.008896 | 0.00827 | 0.007709 | 0.00734 | 0.006853 | 0.006379 | 0.005853 | 0.004906 | 0.004764 | 0.004181 | 0.003754 | 0.00253 | 0.002516 | 0.002183 | 0.002393 | 0.000874 | 0.001577 | 0.001247 | 0 | 0 | -0.000345 | -0.000528 | -0.000915 | -0.000853 | -0.001025 | -0.000791 | -0.00034 | -0.000332 | 0.000146 | 0.000285 | 0.000712
0.016289 | 0.015547 | 0.013667 | 0.012344 | 0.011049 | 0.009819 | 0.008873 | 0.008321 | 0.007595 | 0.007166 | 0.006765 | 0.006375 | 0.005705 | 0.004985 | 0.004672 | 0.004205 | 0.003726 | 0.00265 | 0.002561 | 0.002296 | 0.00241 | 0.000977 | 0.001573 | 0.001203 | 4.4e-05 | 0 | -0.000325 | -0.000449 | -0.000748 | -0.000719 | -0.000881 | -0.000644 | -0.000301 | -0.000271 | 0.000188 | 0.000348 | 0.00077
0.016748 | 0.015889 | 0.013944 | 0.012589 | 0.011259 | 0.009958 | 0.009054 | 0.00838 | 0.007666 | 0.007322 | 0.00679 | 0.006269 | 0.00575 | 0.00496 | 0.004798 | 0.004119 | 0.003801 | 0.002748 | 0.002481 | 0.002181 | 0.002309 | 0.000996 | 0.001606 | 0.001143 | 0.00012 | 0 | -0.000307 | -0.000482 | -0.000872 | -0.000804 | -0.000909 | -0.000788 | -0.000344 | -0.000253 | 9.1e-05 | 0.000311 | 0.000697
0.016598 | 0.015688 | 0.013741 | 0.012421 | 0.011133 | 0.00982 | 0.008884 | 0.008217 | 0.007585 | 0.007171 | 0.006608 | 0.006022 | 0.005637 | 0.004864 | 0.004578 | 0.003992 | 0.00366 | 0.002691 | 0.002418 | 0.002131 | 0.002188 | 0.000975 | 0.001448 | 0.000995 | 0.000105 | 0 | -0.000384 | -0.000481 | -0.000815 | -0.000779 | -0.000939 | -0.000864 | -0.000428 | -0.000395 | -2.9e-05 | 0.000242 | 0.000605
0.016766 | 0.015905 | 0.013964 | 0.01259 | 0.011229 | 0.009935 | 0.008949 | 0.00826 | 0.007567 | 0.007175 | 0.006593 | 0.006188 | 0.005636 | 0.004938 | 0.004556 | 0.004018 | 0.003677 | 0.002758 | 0.002394 | 0.002118 | 0.002156 | 0.001094 | 0.001356 | 0.001063 | 8.3e-05 | 0 | -0.000288 | -0.000466 | -0.000706 | -0.000583 | -0.000879 | -0.000757 | -0.000365 | -0.000225 | 7.4e-05 | 0.000358 | 0.000717
0.016736 | 0.015801 | 0.013817 | 0.012464 | 0.011082 | 0.009813 | 0.008878 | 0.008187 | 0.007488 | 0.006993 | 0.006466 | 0.005942 | 0.005524 | 0.004785 | 0.004468 | 0.003874 | 0.003513 | 0.002701 | 0.00237 | 0.002051 | 0.002069 | 0.001048 | 0.001301 | 0.000883 | 0.000194 | 0 | -0.000316 | -0.000431 | -0.000768 | -0.000678 | -0.000926 | -0.000792 | -0.000454 | -0.000398 | -6.5e-05 | 0.000263 | 0.000665
0.01714 | 0.016188 | 0.014218 | 0.012819 | 0.0114 | 0.010143 | 0.009094 | 0.008393 | 0.007648 | 0.007175 | 0.006616 | 0.006042 | 0.005572 | 0.004916 | 0.004502 | 0.003945 | 0.003557 | 0.002679 | 0.002432 | 0.002118 | 0.001994 | 0.0011 | 0.001224 | 0.000846 | 0.000133 | 0 | -0.000337 | -0.000373 | -0.000731 | -0.000653 | -0.000926 | -0.000856 | -0.000514 | -0.000401 | -4.4e-05 | 0.000257 | 0.00064
0.017059 | 0.016103 | 0.01412 | 0.012719 | 0.011287 | 0.009998 | 0.008988 | 0.00823 | 0.007485 | 0.007055 | 0.006414 | 0.005903 | 0.005456 | 0.004824 | 0.004479 | 0.003819 | 0.003503 | 0.002637 | 0.00241 | 0.002022 | 0.001956 | 0.001026 | 0.001247 | 0.000817 | 0.000182 | 0 | -0.000261 | -0.000427 | -0.00073 | -0.000584 | -0.000864 | -0.000829 | -0.000538 | -0.00037 | -1.2e-05 | 0.000295 | 0.000622
0.017519 | 0.016468 | 0.014471 | 0.013035 | 0.011624 | 0.010243 | 0.009272 | 0.008492 | 0.007687 | 0.0072 | 0.006566 | 0.006018 | 0.00551 | 0.004858 | 0.004514 | 0.003936 | 0.003547 | 0.00277 | 0.002452 | 0.002072 | 0.001899 | 0.001012 | 0.001165 | 0.000861 | 0.000168 | 0 | -0.000234 | -0.000429 | -0.000602 | -0.000595 | -0.000883 | -0.000857 | -0.000621 | -0.000386 | -0.0001 | 0.000256 | 0.000638
0.017611 | 0.016584 | 0.014594 | 0.013111 | 0.011621 | 0.010261 | 0.009208 | 0.008476 | 0.007658 | 0.007105 | 0.006528 | 0.006 | 0.005441 | 0.004856 | 0.004416 | 0.003803 | 0.003485 | 0.002705 | 0.002399 | 0.00202 | 0.001832 | 0.00104 | 0.001131 | 0.000787 | 0.000135 | 0 | -0.000278 | -0.000423 | -0.000712 | -0.000646 | -0.000936 | -0.000907 | -0.000669 | -0.000485 | -0.000155 | 0.000212 | 0.000597
0.017544 | 0.016493 | 0.014484 | 0.013027 | 0.011568 | 0.010217 | 0.009155 | 0.008377 | 0.007557 | 0.007042 | 0.006426 | 0.005945 | 0.005398 | 0.00472 | 0.004411 | 0.003766 | 0.003412 | 0.002728 | 0.00238 | 0.001968 | 0.001794 | 0.000954 | 0.001062 | 0.000712 | 0.000153 | 0 | -0.000294 | -0.000407 | -0.000706 | -0.00064 | -0.000864 | -0.000885 | -0.000664 | -0.00044 | -9.8e-05 | 0.000285 | 0.00063
0.017967 | 0.016861 | 0.01485 | 0.013367 | 0.01183 | 0.010496 | 0.009407 | 0.008581 | 0.007753 | 0.00718 | 0.006574 | 0.006041 | 0.005484 | 0.004821 | 0.004446 | 0.003885 | 0.003494 | 0.00281 | 0.002408 | 0.00204 | 0.00174 | 0.001064 | 0.001067 | 0.00069 | 0.000162 | 0 | -0.000342 | -0.000358 | -0.000653 | -0.00061 | -0.000854 | -0.000854 | -0.000657 | -0.000414 | -3.9e-05 | 0.000329 | 0.000706
0.017934 | 0.016873 | 0.014856 | 0.013355 | 0.011835 | 0.010475 | 0.009388 | 0.008549 | 0.007746 | 0.007191 | 0.006543 | 0.005999 | 0.005479 | 0.004881 | 0.004453 | 0.00387 | 0.003428 | 0.002813 | 0.002394 | 0.002005 | 0.001711 | 0.001051 | 0.001048 | 0.000691 | 0.000108 | 0 | -0.000255 | -0.000371 | -0.000653 | -0.000566 | -0.000828 | -0.000857 | -0.000595 | -0.000362 | -8e-05 | 0.00034 | 0.000733
0.018041 | 0.016914 | 0.014832 | 0.013348 | 0.011789 | 0.010438 | 0.009368 | 0.008498 | 0.007696 | 0.007127 | 0.006468 | 0.005959 | 0.005399 | 0.004786 | 0.004415 | 0.003811 | 0.003383 | 0.002734 | 0.002335 | 0.001893 | 0.001648 | 0.000964 | 0.000966 | 0.000597 | 7.8e-05 | 0 | -0.000351 | -0.000444 | -0.000725 | -0.000642 | -0.000882 | -0.000913 | -0.000665 | -0.00045 | -0.000102 | 0.000333 | 0.000717
0.018201 | 0.017068 | 0.015039 | 0.013528 | 0.011978 | 0.010597 | 0.009507 | 0.008603 | 0.00781 | 0.007183 | 0.006528 | 0.005986 | 0.005431 | 0.004856 | 0.004389 | 0.003866 | 0.003424 | 0.002782 | 0.002422 | 0.001909 | 0.001725 | 0.001069 | 0.000984 | 0.000622 | 0.000141 | 0 | -0.000221 | -0.000319 | -0.000579 | -0.000558 | -0.00081 | -0.000811 | -0.000631 | -0.000346 | 9e-06 | 0.000462 | 0.000836
0.018268 | 0.017132 | 0.015057 | 0.013532 | 0.011959 | 0.010596 | 0.009444 | 0.008573 | 0.007804 | 0.007144 | 0.006502 | 0.00595 | 0.005426 | 0.004855 | 0.004385 | 0.003818 | 0.003399 | 0.002722 | 0.002377 | 0.001908 | 0.001658 | 0.001019 | 0.000983 | 0.000587 | 0.0001 | 0 | -0.000243 | -0.000364 | -0.000653 | -0.000598 | -0.000813 | -0.000837 | -0.000575 | -0.000309 | 5.1e-05 | 0.000507 | 0.000901
0.018359 | 0.01717 | 0.015099 | 0.01357 | 0.011996 | 0.01062 | 0.009496 | 0.008615 | 0.007799 | 0.007173 | 0.006518 | 0.005971 | 0.005432 | 0.004814 | 0.004398 | 0.003846 | 0.003384 | 0.00274 | 0.002397 | 0.001943 | 0.001666 | 0.001006 | 0.000931 | 0.000601 | 6.4e-05 | 0 | -0.000246 | -0.000348 | -0.000607 | -0.00058 | -0.000829 | -0.000825 | -0.000571 | -0.000289 | 0.000111 | 0.000492 | 0.000911
0.018346 | 0.017196 | 0.015168 | 0.013639 | 0.012028 | 0.010664 | 0.009526 | 0.008641 | 0.007804 | 0.007143 | 0.006501 | 0.005946 | 0.005401 | 0.004786 | 0.004348 | 0.003783 | 0.003336 | 0.002724 | 0.002356 | 0.001855 | 0.001636 | 0.001005 | 0.000924 | 0.000582 | 0.000112 | 0 | -0.000214 | -0.000335 | -0.000556 | -0.000549 | -0.000756 | -0.000765 | -0.000555 | -0.000231 | 0.000202 | 0.000621 | 0.00102
0.01798 | 0.016827 | 0.014756 | 0.013251 | 0.011702 | 0.01033 | 0.009227 | 0.008341 | 0.007573 | 0.006889 | 0.006244 | 0.005734 | 0.005229 | 0.004655 | 0.004201 | 0.003625 | 0.003216 | 0.00261 | 0.002266 | 0.0018 | 0.001505 | 0.000919 | 0.000851 | 0.000567 | 5.3e-05 | 0 | -0.000243 | -0.000368 | -0.00057 | -0.000571 | -0.000755 | -0.000753 | -0.00052 | -0.000197 | 0.000241 | 0.00064 | 0.001021
0.01787 | 0.016711 | 0.014714 | 0.013216 | 0.011661 | 0.010307 | 0.009207 | 0.008331 | 0.007537 | 0.006869 | 0.006207 | 0.005668 | 0.005179 | 0.004603 | 0.004174 | 0.003627 | 0.003222 | 0.002638 | 0.00228 | 0.001827 | 0.001514 | 0.000952 | 0.000833 | 0.000587 | 0.000109 | 0 | -0.000223 | -0.000272 | -0.000477 | -0.000468 | -0.000684 | -0.000658 | -0.000422 | -8.1e-05 | 0.00038 | 0.000774 | 0.001194
0.01759 | 0.016487 | 0.014521 | 0.013048 | 0.011507 | 0.010151 | 0.009057 | 0.008206 | 0.007421 | 0.006804 | 0.006145 | 0.005621 | 0.005116 | 0.004543 | 0.004096 | 0.003575 | 0.003134 | 0.002604 | 0.002237 | 0.001781 | 0.001457 | 0.000894 | 0.000852 | 0.00054 | 0.000139 | 0 | -0.000202 | -0.000289 | -0.000487 | -0.000475 | -0.000705 | -0.000641 | -0.000395 | -5.9e-05 | 0.000373 | 0.000815 | 0.001212
0.017297 | 0.016164 | 0.014178 | 0.012727 | 0.011235 | 0.009895 | 0.008833 | 0.007983 | 0.007193 | 0.006577 | 0.00593 | 0.005378 | 0.004935 | 0.004382 | 0.003966 | 0.003444 | 0.003011 | 0.002478 | 0.002123 | 0.001712 | 0.001398 | 0.000857 | 0.000802 | 0.000514 | 0.000104 | 0 | -0.000188 | -0.000275 | -0.000439 | -0.000411 | -0.000621 | -0.00057 | -0.000324 | 6e-06 | 0.000419 | 0.000846 | 0.00124
0.017245 | 0.016103 | 0.014151 | 0.012699 | 0.011163 | 0.009852 | 0.008764 | 0.007899 | 0.007133 | 0.006492 | 0.005834 | 0.005274 | 0.004825 | 0.004283 | 0.003858 | 0.003375 | 0.002936 | 0.002441 | 0.002108 | 0.001697 | 0.001335 | 0.000833 | 0.000756 | 0.000467 | 0.000104 | 0 | -0.000188 | -0.000238 | -0.000401 | -0.000409 | -0.000596 | -0.00054 | -0.000326 | 5e-06 | 0.00041 | 0.000788 | 0.001207
0.017131 | 0.01604 | 0.014104 | 0.012655 | 0.011135 | 0.009798 | 0.008743 | 0.007881 | 0.007136 | 0.006495 | 0.005833 | 0.005311 | 0.004846 | 0.004326 | 0.003868 | 0.003372 | 0.002968 | 0.002462 | 0.002145 | 0.001697 | 0.001388 | 0.00089 | 0.000802 | 0.000498 | 0.000126 | 0 | -0.000139 | -0.00023 | -0.000406 | -0.000386 | -0.000559 | -0.000526 | -0.000323 | -4.8e-05 | 0.000318 | 0.000722 | 0.001088
0.016963 | 0.015828 | 0.0139 | 0.012462 | 0.010953 | 0.00965 | 0.00861 | 0.007741 | 0.006993 | 0.006354 | 0.005713 | 0.005177 | 0.004731 | 0.004176 | 0.003784 | 0.003233 | 0.002856 | 0.002382 | 0.002049 | 0.001639 | 0.001328 | 0.000792 | 0.000723 | 0.000464 | 0.000102 | 0 | -0.00016 | -0.000251 | -0.000387 | -0.000415 | -0.000599 | -0.000544 | -0.000378 | -0.000122 | 0.000216 | 0.000577 | 0.000935
0.016709 | 0.015633 | 0.01376 | 0.012349 | 0.010863 | 0.009572 | 0.008513 | 0.007653 | 0.006915 | 0.006296 | 0.005663 | 0.00514 | 0.004699 | 0.004163 | 0.003739 | 0.003283 | 0.002852 | 0.002384 | 0.002049 | 0.001619 | 0.001321 | 0.000816 | 0.000737 | 0.000469 | 0.000113 | 0 | -0.00014 | -0.000205 | -0.000351 | -0.000382 | -0.000598 | -0.000561 | -0.000399 | -0.000209 | 0.000119 | 0.000459 | 0.00084
0.016257 | 0.015208 | 0.013368 | 0.011996 | 0.010547 | 0.00929 | 0.008268 | 0.007435 | 0.006694 | 0.006091 | 0.005469 | 0.004951 | 0.004541 | 0.004043 | 0.003609 | 0.003149 | 0.002743 | 0.002271 | 0.001955 | 0.001544 | 0.001256 | 0.00076 | 0.000683 | 0.000401 | 9.6e-05 | 0 | -0.000116 | -0.000198 | -0.000369 | -0.000401 | -0.00059 | -0.00055 | -0.000427 | -0.000225 | 8e-05 | 0.000403 | 0.000778
0.015851 | 0.014793 | 0.013023 | 0.011682 | 0.010268 | 0.009025 | 0.008022 | 0.0072 | 0.006471 | 0.005845 | 0.005255 | 0.004765 | 0.004334 | 0.003827 | 0.003455 | 0.002987 | 0.002591 | 0.002146 | 0.001856 | 0.001466 | 0.001164 | 0.0007 | 0.000604 | 0.00037 | 7.8e-05 | 0 | -0.000138 | -0.000186 | -0.000316 | -0.000331 | -0.000533 | -0.000491 | -0.000334 | -0.000176 | 0.000124 | 0.000434 | 0.000802
0.015382 | 0.014387 | 0.012652 | 0.011329 | 0.00992 | 0.008696 | 0.007702 | 0.006926 | 0.006212 | 0.005625 | 0.00506 | 0.004559 | 0.004153 | 0.003693 | 0.003291 | 0.002844 | 0.002515 | 0.002058 | 0.00179 | 0.0014 | 0.001108 | 0.000653 | 0.000569 | 0.000339 | 8.7e-05 | 0 | -8.3e-05 | -0.000144 | -0.000278 | -0.000285 | -0.000487 | -0.000416 | -0.00026 | -6.1e-05 | 0.000223 | 0.00054 | 0.00091
0.014884 | 0.013881 | 0.012183 | 0.01091 | 0.009577 | 0.008393 | 0.007425 | 0.006657 | 0.00597 | 0.005395 | 0.004856 | 0.004386 | 0.003993 | 0.003535 | 0.003171 | 0.002707 | 0.002372 | 0.001941 | 0.001692 | 0.001314 | 0.001036 | 0.000589 | 0.00054 | 0.000325 | 5.7e-05 | 0 | -9e-05 | -0.000157 | -0.000293 | -0.00029 | -0.000455 | -0.000398 | -0.000208 | -1.6e-05 | 0.000291 | 0.000604 | 0.000959
0.014597 | 0.013611 | 0.011948 | 0.0107 | 0.009349 | 0.008174 | 0.007191 | 0.006441 | 0.005776 | 0.005188 | 0.004659 | 0.004175 | 0.003784 | 0.003326 | 0.002965 | 0.002542 | 0.002208 | 0.001804 | 0.001562 | 0.001232 | 0.000934 | 0.000547 | 0.000484 | 0.000282 | 9.6e-05 | 0 | -6.6e-05 | -0.000121 | -0.000213 | -0.000197 | -0.000363 | -0.000257 | -6.9e-05 | 0.000181 | 0.0005 | 0.000791 | 0.001168
0.014309 | 0.01335 | 0.011695 | 0.010454 | 0.00914 | 0.007955 | 0.007017 | 0.006282 | 0.005629 | 0.005074 | 0.004527 | 0.004095 | 0.003691 | 0.003254 | 0.002906 | 0.002517 | 0.002194 | 0.001778 | 0.001553 | 0.001196 | 0.000929 | 0.000508 | 0.000475 | 0.000267 | 5.6e-05 | 0 | -3.6e-05 | -8.2e-05 | -0.000186 | -0.00019 | -0.000376 | -0.000325 | -0.000166 | 7.4e-05 | 0.000322 | 0.000641 | 0.001
0.01265 | 0.011686 | 0.010257 | 0.009103 | 0.007922 | 0.006932 | 0.006115 | 0.005463 | 0.004866 | 0.004402 | 0.003952 | 0.003564 | 0.003196 | 0.002802 | 0.002524 | 0.002113 | 0.001845 | 0.001494 | 0.001279 | 0.000994 | 0.000761 | 0.000378 | 0.000337 | 0.000158 | -1.7e-05 | 0 | -4.5e-05 | -8e-05 | -0.000133 | -0.00012 | -0.000178 | -3.3e-05 | 0.000283 | 0.000656 | 0.000977 | 0.001334 | 0.00174
0.012508 | 0.011576 | 0.010131 | 0.008981 | 0.007802 | 0.006799 | 0.005994 | 0.005329 | 0.004724 | 0.004258 | 0.003774 | 0.00341 | 0.003056 | 0.002664 | 0.002381 | 0.002012 | 0.001727 | 0.001403 | 0.001207 | 0.000929 | 0.000698 | 0.00033 | 0.000298 | 0.000153 | 1.8e-05 | 0 | -5.5e-05 | -3.1e-05 | -8.8e-05 | -4.7e-05 | -0.000105 | 9.9e-05 | 0.000384 | 0.000841 | 0.001165 | 0.001511 | 0.001904
0.012574 | 0.011622 | 0.010146 | 0.009013 | 0.007826 | 0.006802 | 0.006007 | 0.005351 | 0.004758 | 0.004285 | 0.003816 | 0.003432 | 0.003046 | 0.00272 | 0.002411 | 0.002044 | 0.00174 | 0.001404 | 0.001235 | 0.000946 | 0.000707 | 0.000321 | 0.0003 | 0.000146 | 2.2e-05 | 0 | -3.1e-05 | -2.2e-05 | -8e-05 | -2.7e-05 | -7.8e-05 | 0.00011 | 0.000449 | 0.000856 | 0.001235 | 0.001579 | 0.001951
0.012389 | 0.011442 | 0.010034 | 0.008901 | 0.007727 | 0.006743 | 0.005943 | 0.005268 | 0.004675 | 0.004209 | 0.003754 | 0.003369 | 0.002999 | 0.002622 | 0.002355 | 0.001959 | 0.001699 | 0.001365 | 0.001195 | 0.000908 | 0.000658 | 0.000322 | 0.000283 | 0.00012 | 2e-05 | 0 | -1.2e-05 | -5e-06 | -6.4e-05 | 6e-06 | -3.6e-05 | 0.000178 | 0.000472 | 0.000908 | 0.001267 | 0.001657 | 0.002044
0.012274 | 0.011356 | 0.009916 | 0.008781 | 0.007633 | 0.00665 | 0.005857 | 0.005211 | 0.004629 | 0.004167 | 0.003701 | 0.003319 | 0.002979 | 0.002619 | 0.002322 | 0.001963 | 0.001669 | 0.001366 | 0.001164 | 0.000864 | 0.000663 | 0.000338 | 0.000294 | 0.000145 | 4e-06 | 0 | -1.5e-05 | 5e-06 | -5.3e-05 | 4.1e-05 | -1.2e-05 | 0.000184 | 0.000483 | 0.000934 | 0.001288 | 0.001647 | 0.002022
0.012285 | 0.011337 | 0.009868 | 0.008731 | 0.007547 | 0.006543 | 0.005763 | 0.005094 | 0.00451 | 0.004042 | 0.003559 | 0.003167 | 0.002831 | 0.002475 | 0.002224 | 0.001847 | 0.001556 | 0.001286 | 0.001072 | 0.000799 | 0.000578 | 0.00025 | 0.000214 | 0.000106 | 1e-06 | 0 | -2.4e-05 | -1.3e-05 | -4.1e-05 | 3.3e-05 | -3.7e-05 | 0.000152 | 0.000449 | 0.000867 | 0.001224 | 0.001601 | 0.001982
0.012321 | 0.01139 | 0.009948 | 0.00882 | 0.007654 | 0.006636 | 0.005845 | 0.005181 | 0.004581 | 0.004103 | 0.003631 | 0.003269 | 0.002918 | 0.002567 | 0.002255 | 0.001889 | 0.001621 | 0.0013 | 0.001104 | 0.000828 | 0.000605 | 0.000298 | 0.000265 | 0.000108 | 5e-06 | 0 | 1.2e-05 | 2.1e-05 | -2.5e-05 | 7.5e-05 | 4.1e-05 | 0.000227 | 0.000499 | 0.000913 | 0.001283 | 0.001641 | 0.002059
0.012326 | 0.01141 | 0.009953 | 0.008829 | 0.007689 | 0.00672 | 0.005912 | 0.005249 | 0.004639 | 0.004159 | 0.003674 | 0.003309 | 0.002936 | 0.002597 | 0.002284 | 0.001917 | 0.00165 | 0.001309 | 0.001124 | 0.000834 | 0.000611 | 0.000277 | 0.000271 | 0.000108 | 7e-06 | 0 | 8e-06 | 2.6e-05 | -3.4e-05 | 3.9e-05 | -2e-05 | 0.000159 | 0.000413 | 0.000816 | 0.001144 | 0.001487 | 0.001873
0.012238 | 0.011289 | 0.009837 | 0.008728 | 0.007557 | 0.006582 | 0.005813 | 0.005171 | 0.004591 | 0.00411 | 0.003647 | 0.003265 | 0.002911 | 0.002571 | 0.002282 | 0.001922 | 0.001653 | 0.001334 | 0.001138 | 0.000868 | 0.000618 | 0.000295 | 0.000257 | 0.000103 | -8e-06 | 0 | -3.6e-05 | 1.5e-05 | -5.4e-05 | 8e-06 | -8.1e-05 | 6.5e-05 | 0.00032 | 0.000676 | 0.00101 | 0.001377 | 0.001757
0.012042 | 0.011129 | 0.009693 | 0.008595 | 0.007442 | 0.006482 | 0.005678 | 0.005071 | 0.004486 | 0.004016 | 0.003561 | 0.003179 | 0.002829 | 0.002494 | 0.00221 | 0.001842 | 0.001567 | 0.001272 | 0.00107 | 0.000825 | 0.000593 | 0.000298 | 0.000236 | 9.3e-05 | -8e-06 | 0 | -7e-06 | 2.3e-05 | -2.2e-05 | 5.8e-05 | -3e-05 | 0.000137 | 0.000368 | 0.000729 | 0.001015 | 0.001379 | 0.001749
0.011998 | 0.011075 | 0.009632 | 0.008518 | 0.007373 | 0.006428 | 0.005658 | 0.005014 | 0.004442 | 0.00397 | 0.003493 | 0.003154 | 0.002789 | 0.002453 | 0.002184 | 0.001799 | 0.001525 | 0.001222 | 0.001047 | 0.000776 | 0.000548 | 0.000221 | 0.000239 | 8.2e-05 | -4.9e-05 | 0 | -3.1e-05 | -4e-06 | -4.9e-05 | 4.4e-05 | -2.2e-05 | 0.000105 | 0.00033 | 0.000694 | 0.000991 | 0.001366 | 0.00173
0.011847 | 0.010916 | 0.009496 | 0.008405 | 0.007289 | 0.006345 | 0.005573 | 0.004943 | 0.004359 | 0.003925 | 0.003459 | 0.0031 | 0.002749 | 0.002404 | 0.002146 | 0.001777 | 0.001518 | 0.001221 | 0.001022 | 0.000755 | 0.000566 | 0.000244 | 0.000204 | 8.2e-05 | -4.9e-05 | 0 | -1.8e-05 | 8e-06 | -2.7e-05 | 5.9e-05 | -1.5e-05 | 0.00012 | 0.000356 | 0.000686 | 0.000999 | 0.001363 | 0.001745
0.01163 | 0.010739 | 0.009354 | 0.008278 | 0.007158 | 0.006219 | 0.005456 | 0.004829 | 0.004276 | 0.003815 | 0.003387 | 0.003017 | 0.002695 | 0.002368 | 0.002069 | 0.001722 | 0.00144 | 0.001164 | 0.000968 | 0.000699 | 0.000533 | 0.000242 | 0.000237 | 8e-05 | -4.6e-05 | 0 | -2.9e-05 | 1.2e-05 | -1.7e-05 | 9.6e-05 | 4e-05 | 0.00015 | 0.0004 | 0.000765 | 0.001076 | 0.00144 | 0.001824
0.01156 | 0.010646 | 0.009209 | 0.008143 | 0.007018 | 0.006084 | 0.005341 | 0.004738 | 0.004159 | 0.003704 | 0.003267 | 0.002915 | 0.002562 | 0.002244 | 0.001959 | 0.001646 | 0.001363 | 0.001101 | 0.000912 | 0.000669 | 0.000491 | 0.000191 | 0.000182 | 8.4e-05 | -6.3e-05 | 0 | 1.3e-05 | 5.1e-05 | 3.9e-05 | 0.000127 | 6.6e-05 | 0.000191 | 0.000412 | 0.000741 | 0.001057 | 0.001419 | 0.001781
0.011349 | 0.010434 | 0.009055 | 0.008011 | 0.006891 | 0.005969 | 0.005259 | 0.004653 | 0.004117 | 0.003674 | 0.003258 | 0.002903 | 0.002583 | 0.002272 | 0.002051 | 0.001676 | 0.001424 | 0.001124 | 0.000967 | 0.000702 | 0.000499 | 0.000232 | 0.000201 | 7.6e-05 | -1.8e-05 | 0 | 1.3e-05 | 4.4e-05 | 7e-06 | 9e-05 | 1.9e-05 | 0.000146 | 0.00036 | 0.000675 | 0.000961 | 0.001323 | 0.001696
0.011325 | 0.010441 | 0.00907 | 0.008052 | 0.006984 | 0.006083 | 0.005355 | 0.004742 | 0.004216 | 0.00376 | 0.003359 | 0.002956 | 0.002657 | 0.00233 | 0.002069 | 0.001701 | 0.001455 | 0.001174 | 0.000981 | 0.000718 | 0.000528 | 0.000231 | 0.000259 | 0.00013 | 5e-06 | 0 | 1.6e-05 | 7.4e-05 | 5e-05 | 0.000163 | 0.0001 | 0.000229 | 0.000453 | 0.000801 | 0.001104 | 0.001468 | 0.001822
0.011315 | 0.010396 | 0.008982 | 0.007926 | 0.006821 | 0.0059 | 0.00519 | 0.004569 | 0.004021 | 0.003577 | 0.00317 | 0.002795 | 0.002496 | 0.002174 | 0.001935 | 0.001583 | 0.001348 | 0.001059 | 0.000915 | 0.000638 | 0.00046 | 0.000156 | 0.000175 | 5.6e-05 | -4.5e-05 | 0 | 2.9e-05 | 8.3e-05 | 4.1e-05 | 0.000176 | 0.000111 | 0.000225 | 0.000458 | 0.000781 | 0.001104 | 0.001468 | 0.001845
0.010958 | 0.010069 | 0.008701 | 0.00768 | 0.006596 | 0.005733 | 0.005007 | 0.004423 | 0.003917 | 0.003496 | 0.003077 | 0.002737 | 0.002458 | 0.002124 | 0.001864 | 0.001538 | 0.001287 | 0.001017 | 0.000857 | 0.000623 | 0.000429 | 0.000159 | 0.00019 | 5.7e-05 | -5.7e-05 | 0 | 1.1e-05 | 8.3e-05 | 5.1e-05 | 0.000181 | 0.000113 | 0.00027 | 0.000499 | 0.000811 | 0.001144 | 0.001523 | 0.001901
0.010664 | 0.009782 | 0.008425 | 0.007416 | 0.006374 | 0.005515 | 0.004825 | 0.004257 | 0.003765 | 0.003347 | 0.002923 | 0.002616 | 0.002308 | 0.002024 | 0.001773 | 0.001456 | 0.001232 | 0.000946 | 0.0008 | 0.00056 | 0.000369 | 0.000103 | 0.000148 | 3.9e-05 | -4.8e-05 | 0 | 7e-06 | 7.6e-05 | 5.3e-05 | 0.000168 | 0.000108 | 0.000272 | 0.000472 | 0.000815 | 0.001146 | 0.001477 | 0.00186
0.010629 | 0.009744 | 0.008414 | 0.007435 | 0.006395 | 0.005507 | 0.004844 | 0.004254 | 0.003741 | 0.003341 | 0.00293 | 0.002602 | 0.002311 | 0.001999 | 0.001788 | 0.001452 | 0.001226 | 0.000971 | 0.000818 | 0.000574 | 0.000402 | 0.000138 | 0.000152 | 3.9e-05 | -6.4e-05 | 0 | 2.5e-05 | 8.8e-05 | 9.1e-05 | 0.000206 | 0.000156 | 0.000313 | 0.000521 | 0.000844 | 0.001199 | 0.001545 | 0.001912
0.010542 | 0.009672 | 0.008346 | 0.007364 | 0.00633 | 0.005481 | 0.004782 | 0.004241 | 0.003741 | 0.003331 | 0.002923 | 0.002583 | 0.002319 | 0.002017 | 0.001789 | 0.001451 | 0.001224 | 0.000964 | 0.000812 | 0.000616 | 0.0004 | 0.000174 | 0.000152 | 5.2e-05 | -6.7e-05 | 0 | -1e-05 | 7.1e-05 | 6.2e-05 | 0.000185 | 0.000149 | 0.000272 | 0.000521 | 0.00082 | 0.001152 | 0.001494 | 0.001857
0.0106 | 0.009723 | 0.008371 | 0.007383 | 0.006341 | 0.005495 | 0.004823 | 0.004278 | 0.003771 | 0.003337 | 0.002958 | 0.002611 | 0.002323 | 0.00205 | 0.001815 | 0.001499 | 0.001274 | 0.00098 | 0.00086 | 0.000623 | 0.000435 | 0.000141 | 0.000167 | 8.3e-05 | -5.1e-05 | 0 | 2.2e-05 | 7.3e-05 | 8.3e-05 | 0.000194 | 0.000152 | 0.000302 | 0.00053 | 0.000818 | 0.001157 | 0.001503 | 0.001854
0.010552 | 0.009678 | 0.008367 | 0.007402 | 0.006356 | 0.005511 | 0.004832 | 0.004284 | 0.003773 | 0.003347 | 0.002973 | 0.002624 | 0.002326 | 0.002022 | 0.001815 | 0.001504 | 0.001289 | 0.000991 | 0.00086 | 0.000619 | 0.000434 | 0.000157 | 0.000191 | 5.9e-05 | -4.2e-05 | 0 | -6e-06 | 5.8e-05 | 5.8e-05 | 0.000148 | 9.3e-05 | 0.000254 | 0.000472 | 0.000759 | 0.001077 | 0.00141 | 0.001724
0.010603 | 0.009744 | 0.008429 | 0.00747 | 0.006458 | 0.00563 | 0.004945 | 0.0044 | 0.003907 | 0.003504 | 0.003062 | 0.002732 | 0.00245 | 0.002143 | 0.001872 | 0.001567 | 0.00133 | 0.00102 | 0.00091 | 0.000674 | 0.000487 | 0.000182 | 0.000216 | 0.000121 | -1.3e-05 | 0 | 3e-05 | 5.8e-05 | 5.4e-05 | 0.000166 | 8.7e-05 | 0.000253 | 0.000465 | 0.000729 | 0.001059 | 0.001378 | 0.001704
0.01077 | 0.00991 | 0.008582 | 0.00762 | 0.006598 | 0.005755 | 0.005079 | 0.004505 | 0.003999 | 0.003587 | 0.00316 | 0.002818 | 0.002531 | 0.002178 | 0.001972 | 0.001649 | 0.001426 | 0.001109 | 0.000954 | 0.000706 | 0.000556 | 0.000221 | 0.000276 | 0.000142 | -1.1e-05 | 0 | -2.1e-05 | 2.3e-05 | 1.5e-05 | 0.000101 | 3.8e-05 | 0.000163 | 0.000382 | 0.000662 | 0.000953 | 0.001232 | 0.001549
0.010875 | 0.009998 | 0.008657 | 0.007701 | 0.006677 | 0.005842 | 0.005158 | 0.004599 | 0.004072 | 0.003643 | 0.003263 | 0.002907 | 0.002598 | 0.002261 | 0.002055 | 0.001692 | 0.001436 | 0.001144 | 0.001014 | 0.000757 | 0.000599 | 0.000267 | 0.000302 | 0.000148 | 7e-06 | 0 | -6e-06 | 2e-05 | 0 | 0.000113 | 2.6e-05 | 0.000147 | 0.000377 | 0.000606 | 0.000918 | 0.001182 | 0.001488
0.010828 | 0.009982 | 0.008653 | 0.007702 | 0.006695 | 0.00585 | 0.005171 | 0.004606 | 0.00411 | 0.00368 | 0.003279 | 0.002914 | 0.002626 | 0.002267 | 0.002045 | 0.001679 | 0.001461 | 0.001141 | 0.000975 | 0.000758 | 0.0006 | 0.000226 | 0.000254 | 0.000127 | 1e-06 | 0 | -3.6e-05 | -4.1e-05 | -4.4e-05 | 6e-05 | -2.9e-05 | 8e-05 | 0.00028 | 0.000505 | 0.000812 | 0.001051 | 0.001313
0.01094 | 0.010087 | 0.008736 | 0.007785 | 0.006784 | 0.00593 | 0.005257 | 0.004704 | 0.004178 | 0.003757 | 0.003352 | 0.002984 | 0.002682 | 0.002334 | 0.002118 | 0.001765 | 0.001526 | 0.001219 | 0.001069 | 0.000817 | 0.000651 | 0.00026 | 0.000299 | 0.000176 | 8e-06 | 0 | -3.5e-05 | -1e-05 | -6.2e-05 | 6.6e-05 | -5.4e-05 | 6.9e-05 | 0.000258 | 0.000469 | 0.000759 | 0.000961 | 0.001177
0.010754 | 0.009924 | 0.008596 | 0.007678 | 0.006679 | 0.005846 | 0.005189 | 0.00463 | 0.00413 | 0.003691 | 0.0033 | 0.002909 | 0.002632 | 0.002315 | 0.0021 | 0.001735 | 0.001501 | 0.00118 | 0.001063 | 0.000788 | 0.000615 | 0.000253 | 0.000302 | 0.000188 | -1.6e-05 | 0 | -8.4e-05 | -4.7e-05 | -7.5e-05 | 2.4e-05 | -5.8e-05 | 4.1e-05 | 0.000218 | 0.000435 | 0.000687 | 0.000891 | 0.001095
0.010729 | 0.009901 | 0.008589 | 0.007676 | 0.006713 | 0.005905 | 0.005223 | 0.004703 | 0.004201 | 0.003793 | 0.003381 | 0.003025 | 0.002672 | 0.002357 | 0.002146 | 0.001803 | 0.001528 | 0.001216 | 0.001076 | 0.000844 | 0.00066 | 0.000277 | 0.000345 | 0.000218 | 2.7e-05 | 0 | -4.5e-05 | -2.4e-05 | -7.6e-05 | 2.6e-05 | -9.8e-05 | 1.6e-05 | 0.000168 | 0.000337 | 0.000598 | 0.000775 | 0.000936
0.010742 | 0.009917 | 0.008606 | 0.007693 | 0.006744 | 0.005918 | 0.005224 | 0.004741 | 0.004193 | 0.003808 | 0.003391 | 0.003034 | 0.002729 | 0.002382 | 0.002198 | 0.001792 | 0.00159 | 0.001249 | 0.001108 | 0.000881 | 0.00069 | 0.0003 | 0.000367 | 0.000217 | 5.9e-05 | 0 | -5e-06 | -4.1e-05 | -9.8e-05 | 6e-06 | -0.000101 | 2e-06 | 0.00014 | 0.000278 | 0.000469 | 0.000632 | 0.000792
0.010619 | 0.009789 | 0.008468 | 0.007563 | 0.006589 | 0.005765 | 0.005099 | 0.004611 | 0.004075 | 0.003694 | 0.003309 | 0.002924 | 0.00261 | 0.002299 | 0.002081 | 0.001759 | 0.001512 | 0.00118 | 0.001062 | 0.00084 | 0.00065 | 0.000259 | 0.000337 | 0.000172 | 1.8e-05 | 0 | -3.8e-05 | -6.4e-05 | -9.3e-05 | -1.8e-05 | -9e-05 | -6e-06 | 0.000128 | 0.000281 | 0.000436 | 0.000599 | 0.000753
0.010485 | 0.009648 | 0.008308 | 0.007407 | 0.006434 | 0.00562 | 0.004974 | 0.004467 | 0.00395 | 0.003607 | 0.003198 | 0.002838 | 0.002525 | 0.002208 | 0.002028 | 0.001691 | 0.001453 | 0.001122 | 0.000989 | 0.000817 | 0.000677 | 0.000251 | 0.000321 | 0.000157 | 1.4e-05 | 0 | -2.8e-05 | -6e-05 | -8.4e-05 | 8e-06 | -8.1e-05 | 1.3e-05 | 0.000105 | 0.00027 | 0.00041 | 0.000549 | 0.000675
0.010219 | 0.009387 | 0.008093 | 0.007215 | 0.006262 | 0.005479 | 0.004829 | 0.004358 | 0.003842 | 0.003476 | 0.003114 | 0.002803 | 0.002432 | 0.002149 | 0.001977 | 0.001643 | 0.001408 | 0.001071 | 0.000972 | 0.000811 | 0.000672 | 0.000215 | 0.000326 | 0.000185 | 1.8e-05 | 0 | -3.8e-05 | -2.2e-05 | -4.2e-05 | 3.8e-05 | -8.1e-05 | 6e-06 | 0.000163 | 0.000288 | 0.0004 | 0.000563 | 0.000671
0.009735 | 0.008914 | 0.007633 | 0.006767 | 0.005852 | 0.005104 | 0.004476 | 0.004029 | 0.003533 | 0.003223 | 0.002819 | 0.002517 | 0.002231 | 0.001928 | 0.001766 | 0.001441 | 0.001251 | 0.000942 | 0.000827 | 0.000665 | 0.000562 | 0.000178 | 0.000314 | 0.000154 | -1.1e-05 | 0 | -3.9e-05 | -1e-05 | -4.2e-05 | 7.3e-05 | -5.1e-05 | 6.9e-05 | 0.000193 | 0.000339 | 0.000437 | 0.000576 | 0.000665
0.009317 | 0.008504 | 0.007198 | 0.006369 | 0.00548 | 0.00472 | 0.004167 | 0.003672 | 0.003246 | 0.002967 | 0.002584 | 0.002295 | 0.001994 | 0.001692 | 0.0016 | 0.001261 | 0.001118 | 0.000784 | 0.000707 | 0.000581 | 0.000504 | 5.7e-05 | 0.000213 | 9.4e-05 | -9.6e-05 | 0 | -7.7e-05 | -3.8e-05 | -7.1e-05 | 6.6e-05 | -2.6e-05 | 9.5e-05 | 0.000205 | 0.000349 | 0.000496 | 0.000604 | 0.000649
0.008951 | 0.00816 | 0.006904 | 0.006098 | 0.005213 | 0.004487 | 0.003925 | 0.003504 | 0.003049 | 0.002794 | 0.002488 | 0.002214 | 0.001944 | 0.00162 | 0.001514 | 0.00123 | 0.001025 | 0.000744 | 0.000649 | 0.000543 | 0.000493 | 8.3e-05 | 0.0002 | 0.00012 | -5.3e-05 | 0 | 6e-06 | 6.1e-05 | 1.2e-05 | 0.000195 | 9.4e-05 | 0.000179 | 0.000352 | 0.000504 | 0.000609 | 0.000748 | 0.000814
0.008374 | 0.007605 | 0.006367 | 0.005614 | 0.0048 | 0.004079 | 0.00355 | 0.003137 | 0.002774 | 0.002496 | 0.002186 | 0.001959 | 0.001728 | 0.001396 | 0.001337 | 0.001057 | 0.000899 | 0.000576 | 0.000543 | 0.000433 | 0.000413 | -4e-06 | 0.000192 | 0.0001 | -2.6e-05 | 0 | 1.1e-05 | 5.7e-05 | 2.6e-05 | 0.000237 | 0.000157 | 0.00022 | 0.00043 | 0.000537 | 0.000645 | 0.000803 | 0.00084
0.008341 | 0.007532 | 0.006253 | 0.005475 | 0.004623 | 0.003952 | 0.003397 | 0.002992 | 0.002614 | 0.002345 | 0.002077 | 0.001822 | 0.001576 | 0.001332 | 0.001202 | 0.000923 | 0.000838 | 0.000552 | 0.000446 | 0.00039 | 0.000391 | -0.000108 | 0.000208 | 8.7e-05 | -6.8e-05 | 0 | 2.1e-05 | 3.8e-05 | 2.7e-05 | 0.000233 | 6.4e-05 | 0.000189 | 0.000314 | 0.000411 | 0.000569 | 0.000673 | 0.000708

## ACS249_CC_tcarray
0.094632 | 0.091462 | 0.08628 | 0.080895 | 0.076483 | 0.070326 | 0.06588 | 0.062021 | 0.05702 | 0.053764 | 0.049303 | 0.045353 | 0.042558 | 0.037077 | 0.032426 | 0.03022 | 0.026581 | 0.020853 | 0.020147 | 0.018596 | 0.014464 | 0.010538 | 0.007136 | 0.004637 | 0.003296 | 0 | -0.001445 | -0.004141 | -0.006394 | -0.008948 | -0.011855 | -0.013642 | -0.018175 | -0.020448 | -0.022137 | -0.026407 | -0.028113
0.082121 | 0.079637 | 0.075711 | 0.070517 | 0.066895 | 0.061521 | 0.057191 | 0.054167 | 0.0492 | 0.046504 | 0.043945 | 0.040329 | 0.037048 | 0.031935 | 0.028411 | 0.0261 | 0.022747 | 0.019772 | 0.017694 | 0.015825 | 0.012482 | 0.008815 | 0.005608 | 0.00489 | 0.002291 | 0 | -0.001026 | -0.00476 | -0.006155 | -0.008411 | -0.010953 | -0.012353 | -0.016391 | -0.01821 | -0.020358 | -0.02279 | -0.02509
0.070622 | 0.069316 | 0.065607 | 0.061389 | 0.05845 | 0.054281 | 0.050155 | 0.047313 | 0.043863 | 0.04174 | 0.039042 | 0.035841 | 0.033101 | 0.029473 | 0.026114 | 0.022867 | 0.019957 | 0.017356 | 0.016578 | 0.014365 | 0.011732 | 0.007993 | 0.005142 | 0.003635 | 0.002134 | 0 | -0.001664 | -0.003366 | -0.00485 | -0.007587 | -0.010401 | -0.011324 | -0.013995 | -0.016094 | -0.017829 | -0.020351 | -0.021267
0.063015 | 0.061336 | 0.057825 | 0.054343 | 0.051304 | 0.047692 | 0.044767 | 0.042642 | 0.038925 | 0.036636 | 0.033571 | 0.030487 | 0.028774 | 0.024929 | 0.02224 | 0.021007 | 0.018059 | 0.015033 | 0.013668 | 0.013008 | 0.010559 | 0.007067 | 0.005489 | 0.003832 | 0.001905 | 0 | -0.000509 | -0.003333 | -0.004762 | -0.006438 | -0.007682 | -0.009608 | -0.012254 | -0.014028 | -0.015594 | -0.017873 | -0.019421
0.05605 | 0.054998 | 0.052285 | 0.049233 | 0.046797 | 0.04291 | 0.040871 | 0.037755 | 0.034566 | 0.032683 | 0.03058 | 0.028247 | 0.025735 | 0.023692 | 0.020604 | 0.01873 | 0.016191 | 0.014493 | 0.012774 | 0.011866 | 0.009085 | 0.006866 | 0.004026 | 0.003076 | 0.002186 | 0 | -0.001125 | -0.00293 | -0.004315 | -0.00582 | -0.008183 | -0.008818 | -0.011394 | -0.013276 | -0.014565 | -0.016536 | -0.017565
0.049065 | 0.048343 | 0.046002 | 0.04321 | 0.040948 | 0.03824 | 0.035493 | 0.034065 | 0.030776 | 0.029315 | 0.026937 | 0.024979 | 0.022885 | 0.020507 | 0.017741 | 0.015914 | 0.014622 | 0.01251 | 0.010839 | 0.010146 | 0.008666 | 0.005646 | 0.004377 | 0.002597 | 0.002212 | 0 | -0.000637 | -0.002368 | -0.003979 | -0.005564 | -0.006728 | -0.0076 | -0.009625 | -0.011263 | -0.012432 | -0.014054 | -0.015409
0.044884 | 0.043765 | 0.041275 | 0.039112 | 0.037113 | 0.03444 | 0.032566 | 0.030227 | 0.027699 | 0.025587 | 0.024356 | 0.022136 | 0.020433 | 0.017815 | 0.016356 | 0.01545 | 0.012893 | 0.010612 | 0.010302 | 0.008819 | 0.006989 | 0.004717 | 0.003191 | 0.002285 | 0.001074 | 0 | -0.001244 | -0.002934 | -0.004151 | -0.004933 | -0.006817 | -0.007622 | -0.009609 | -0.011011 | -0.0119 | -0.013822 | -0.014346
0.039241 | 0.038877 | 0.037236 | 0.035123 | 0.033288 | 0.030957 | 0.02877 | 0.027217 | 0.02518 | 0.023639 | 0.021706 | 0.02014 | 0.018691 | 0.016231 | 0.014604 | 0.013919 | 0.012132 | 0.010532 | 0.00932 | 0.0083 | 0.006588 | 0.004913 | 0.003118 | 0.002136 | 0.001211 | 0 | -0.000512 | -0.002298 | -0.00369 | -0.004797 | -0.006072 | -0.006815 | -0.008578 | -0.009626 | -0.010786 | -0.011845 | -0.012799
0.036747 | 0.036071 | 0.034058 | 0.031976 | 0.030442 | 0.028456 | 0.026754 | 0.025351 | 0.022898 | 0.02149 | 0.020094 | 0.018592 | 0.017041 | 0.015866 | 0.013824 | 0.012273 | 0.010694 | 0.00954 | 0.008959 | 0.007828 | 0.006194 | 0.00461 | 0.003699 | 0.002444 | 0.001741 | 0 | -0.000657 | -0.001725 | -0.002735 | -0.003601 | -0.005006 | -0.005701 | -0.007184 | -0.008066 | -0.009408 | -0.01003 | -0.010972
0.033436 | 0.03264 | 0.031113 | 0.029259 | 0.027839 | 0.02565 | 0.024524 | 0.022532 | 0.020805 | 0.019442 | 0.018178 | 0.016757 | 0.015057 | 0.013774 | 0.012062 | 0.011557 | 0.009931 | 0.008607 | 0.007621 | 0.006667 | 0.005603 | 0.004165 | 0.002846 | 0.001689 | 0.000628 | 0 | -0.001107 | -0.001776 | -0.003365 | -0.003819 | -0.004832 | -0.0058 | -0.007083 | -0.008425 | -0.008721 | -0.010114 | -0.010721
0.030673 | 0.030448 | 0.029235 | 0.027348 | 0.025855 | 0.024355 | 0.022641 | 0.021419 | 0.019592 | 0.018797 | 0.017057 | 0.015585 | 0.01493 | 0.013282 | 0.012059 | 0.010393 | 0.009568 | 0.008258 | 0.007696 | 0.006891 | 0.005322 | 0.003932 | 0.003117 | 0.001962 | 0.001563 | 0 | -0.000428 | -0.001635 | -0.002595 | -0.003387 | -0.004646 | -0.004946 | -0.006217 | -0.007237 | -0.008046 | -0.008597 | -0.009406
0.028526 | 0.027796 | 0.026138 | 0.024768 | 0.023465 | 0.021851 | 0.020762 | 0.019362 | 0.017859 | 0.016444 | 0.015234 | 0.013696 | 0.012879 | 0.011647 | 0.010336 | 0.009478 | 0.008215 | 0.007194 | 0.00665 | 0.005842 | 0.004879 | 0.003667 | 0.002654 | 0.001614 | 0.000931 | 0 | -0.000345 | -0.001286 | -0.002524 | -0.00311 | -0.003939 | -0.004475 | -0.005758 | -0.006231 | -0.006901 | -0.007992 | -0.008658
0.026491 | 0.026182 | 0.024992 | 0.023607 | 0.022286 | 0.020831 | 0.019346 | 0.0182 | 0.01643 | 0.015492 | 0.014539 | 0.013456 | 0.011988 | 0.011109 | 0.009942 | 0.009236 | 0.007936 | 0.007109 | 0.00621 | 0.005644 | 0.004251 | 0.003273 | 0.002254 | 0.001496 | 0.000603 | 0 | -0.000601 | -0.001624 | -0.002451 | -0.002969 | -0.0039 | -0.004516 | -0.005486 | -0.006374 | -0.006773 | -0.007596 | -0.00811
0.024804 | 0.024379 | 0.023151 | 0.021825 | 0.020528 | 0.01906 | 0.018088 | 0.016798 | 0.01577 | 0.014499 | 0.013296 | 0.01228 | 0.011436 | 0.010232 | 0.009049 | 0.008279 | 0.007271 | 0.006428 | 0.005824 | 0.005147 | 0.003956 | 0.003298 | 0.002238 | 0.001671 | 0.000897 | 0 | -0.000248 | -0.001199 | -0.00215 | -0.002777 | -0.003181 | -0.003842 | -0.004788 | -0.005459 | -0.00599 | -0.006351 | -0.007119
0.023849 | 0.023174 | 0.021713 | 0.020458 | 0.019425 | 0.018205 | 0.016952 | 0.016046 | 0.014598 | 0.013456 | 0.012457 | 0.011308 | 0.010619 | 0.009425 | 0.008486 | 0.007605 | 0.006759 | 0.005801 | 0.005577 | 0.004702 | 0.003974 | 0.002926 | 0.002199 | 0.00146 | 0.000697 | 0 | -0.000611 | -0.0012 | -0.002105 | -0.002589 | -0.003569 | -0.003804 | -0.004762 | -0.005044 | -0.0058 | -0.006663 | -0.007093
0.022301 | 0.022045 | 0.02109 | 0.019715 | 0.018551 | 0.017286 | 0.016209 | 0.015 | 0.01374 | 0.013007 | 0.011936 | 0.010837 | 0.010184 | 0.009223 | 0.0084 | 0.007779 | 0.006701 | 0.006134 | 0.005211 | 0.004536 | 0.003837 | 0.002834 | 0.001884 | 0.001258 | 0.000996 | 0 | -0.000377 | -0.001232 | -0.002005 | -0.002217 | -0.002987 | -0.003529 | -0.004293 | -0.004942 | -0.005365 | -0.005691 | -0.006251
0.021465 | 0.020977 | 0.019794 | 0.018583 | 0.017515 | 0.016396 | 0.015361 | 0.014486 | 0.013336 | 0.012441 | 0.011319 | 0.0106 | 0.009581 | 0.008734 | 0.007744 | 0.006955 | 0.005921 | 0.00524 | 0.005024 | 0.004306 | 0.003426 | 0.002631 | 0.002213 | 0.001496 | 0.000803 | 0 | -0.000333 | -0.000957 | -0.001706 | -0.002168 | -0.002787 | -0.00321 | -0.003878 | -0.004432 | -0.004862 | -0.005258 | -0.005796
0.020707 | 0.020155 | 0.019051 | 0.017918 | 0.016927 | 0.015765 | 0.01471 | 0.013713 | 0.01263 | 0.01136 | 0.010765 | 0.00956 | 0.008936 | 0.008027 | 0.007261 | 0.006708 | 0.005881 | 0.005051 | 0.004693 | 0.004088 | 0.003392 | 0.002588 | 0.001765 | 0.001157 | 0.000545 | 0 | -0.000516 | -0.001163 | -0.002045 | -0.002368 | -0.003001 | -0.003297 | -0.004062 | -0.004455 | -0.004988 | -0.005648 | -0.006135
0.020566 | 0.020321 | 0.019231 | 0.017937 | 0.016798 | 0.015632 | 0.014614 | 0.013599 | 0.012444 | 0.011717 | 0.010588 | 0.009793 | 0.009029 | 0.008153 | 0.007481 | 0.006843 | 0.005986 | 0.005208 | 0.00459 | 0.003812 | 0.003186 | 0.002428 | 0.001679 | 0.00107 | 0.000709 | 0 | -0.000317 | -0.00117 | -0.001816 | -0.002077 | -0.002725 | -0.003072 | -0.00364 | -0.004382 | -0.00473 | -0.004951 | -0.005344
0.020181 | 0.019531 | 0.018273 | 0.017176 | 0.016038 | 0.015081 | 0.014142 | 0.013105 | 0.012144 | 0.011061 | 0.010173 | 0.009205 | 0.008654 | 0.007859 | 0.007001 | 0.006302 | 0.005555 | 0.004984 | 0.004494 | 0.003932 | 0.003208 | 0.002528 | 0.00199 | 0.001426 | 0.00082 | 0 | -0.00031 | -0.000868 | -0.001523 | -0.001953 | -0.002359 | -0.002803 | -0.003482 | -0.003836 | -0.004229 | -0.004642 | -0.005032
0.019125 | 0.018712 | 0.017697 | 0.016528 | 0.015579 | 0.014392 | 0.013299 | 0.012407 | 0.011332 | 0.010266 | 0.009798 | 0.008745 | 0.007932 | 0.007333 | 0.006698 | 0.006178 | 0.005173 | 0.004531 | 0.004188 | 0.003617 | 0.003055 | 0.002238 | 0.001525 | 0.000859 | 0.000431 | 0 | -0.000465 | -0.00102 | -0.001845 | -0.002071 | -0.002754 | -0.00303 | -0.003564 | -0.003984 | -0.004338 | -0.004969 | -0.005225
0.018966 | 0.018543 | 0.01745 | 0.016229 | 0.015117 | 0.014042 | 0.013196 | 0.012362 | 0.011292 | 0.010569 | 0.009478 | 0.008568 | 0.008063 | 0.007236 | 0.006629 | 0.005986 | 0.005274 | 0.004709 | 0.004266 | 0.003673 | 0.002747 | 0.002207 | 0.001598 | 0.001092 | 0.000714 | 0 | -0.00016 | -0.000892 | -0.001409 | -0.001767 | -0.002259 | -0.002639 | -0.003117 | -0.003572 | -0.003859 | -0.004003 | -0.004404
0.018391 | 0.017737 | 0.016608 | 0.015596 | 0.014596 | 0.013629 | 0.012743 | 0.011722 | 0.010792 | 0.009812 | 0.009054 | 0.008159 | 0.007557 | 0.006936 | 0.006231 | 0.005434 | 0.004904 | 0.004321 | 0.004003 | 0.003185 | 0.00282 | 0.002202 | 0.001717 | 0.000912 | 0.000679 | 0 | -0.000387 | -0.000942 | -0.001524 | -0.001924 | -0.002246 | -0.002487 | -0.002985 | -0.003394 | -0.003654 | -0.004096 | -0.004314
0.017856 | 0.017518 | 0.016552 | 0.0154 | 0.01443 | 0.013284 | 0.012324 | 0.011453 | 0.010484 | 0.009558 | 0.008953 | 0.008083 | 0.007421 | 0.006855 | 0.006242 | 0.00575 | 0.004972 | 0.004402 | 0.003942 | 0.003458 | 0.002814 | 0.002084 | 0.001522 | 0.001087 | 0.00055 | 0 | -0.000241 | -0.000667 | -0.001486 | -0.001609 | -0.002147 | -0.002382 | -0.002864 | -0.003182 | -0.003418 | -0.003807 | -0.004028
0.017897 | 0.017365 | 0.016161 | 0.015085 | 0.014052 | 0.013003 | 0.012144 | 0.011239 | 0.010404 | 0.009661 | 0.008597 | 0.007831 | 0.007248 | 0.006556 | 0.005998 | 0.005453 | 0.004765 | 0.004252 | 0.003858 | 0.003248 | 0.002419 | 0.002077 | 0.001506 | 0.001171 | 0.000658 | 0 | -0.000105 | -0.000744 | -0.001187 | -0.001583 | -0.001917 | -0.00226 | -0.002538 | -0.002929 | -0.003147 | -0.003254 | -0.003588
0.017319 | 0.016697 | 0.015711 | 0.014633 | 0.013689 | 0.012684 | 0.011779 | 0.010865 | 0.009909 | 0.008964 | 0.008326 | 0.007504 | 0.006969 | 0.006369 | 0.005721 | 0.005093 | 0.00447 | 0.003952 | 0.003666 | 0.003018 | 0.002648 | 0.00198 | 0.00161 | 0.000992 | 0.00056 | 0 | -0.000258 | -0.000705 | -0.001229 | -0.001601 | -0.001887 | -0.002142 | -0.002604 | -0.00271 | -0.003004 | -0.00337 | -0.003477
0.017294 | 0.016881 | 0.015743 | 0.01466 | 0.01359 | 0.012508 | 0.011638 | 0.010705 | 0.009823 | 0.009057 | 0.008241 | 0.007499 | 0.006818 | 0.006217 | 0.005801 | 0.005222 | 0.004464 | 0.003988 | 0.003502 | 0.003018 | 0.002489 | 0.001811 | 0.001307 | 0.000837 | 0.000514 | 0 | -0.000285 | -0.000681 | -0.001247 | -0.001433 | -0.001838 | -0.002028 | -0.002341 | -0.002534 | -0.002743 | -0.002889 | -0.003149
0.017198 | 0.016495 | 0.01536 | 0.014212 | 0.013187 | 0.012169 | 0.011377 | 0.010478 | 0.009546 | 0.008783 | 0.007912 | 0.007023 | 0.006569 | 0.005936 | 0.005403 | 0.004797 | 0.004255 | 0.003706 | 0.003293 | 0.002826 | 0.002141 | 0.001822 | 0.001409 | 0.000968 | 0.000573 | 0 | -0.000214 | -0.000766 | -0.001092 | -0.001419 | -0.001651 | -0.001875 | -0.002129 | -0.002396 | -0.002509 | -0.002575 | -0.002755
0.016765 | 0.016255 | 0.01525 | 0.014202 | 0.013199 | 0.012197 | 0.011173 | 0.010318 | 0.009443 | 0.008557 | 0.007788 | 0.007099 | 0.0065 | 0.005971 | 0.005322 | 0.004824 | 0.004167 | 0.003632 | 0.003422 | 0.002784 | 0.002427 | 0.001783 | 0.001377 | 0.000863 | 0.000488 | 0 | -0.000226 | -0.000605 | -0.001197 | -0.001289 | -0.00168 | -0.001832 | -0.002101 | -0.00211 | -0.002303 | -0.002571 | -0.002653
0.016639 | 0.016159 | 0.014998 | 0.013881 | 0.012827 | 0.011722 | 0.010917 | 0.010011 | 0.00909 | 0.008347 | 0.007562 | 0.006802 | 0.00618 | 0.005719 | 0.005237 | 0.004648 | 0.004066 | 0.003609 | 0.003102 | 0.00265 | 0.002084 | 0.001571 | 0.001119 | 0.000678 | 0.000409 | 0 | -0.000165 | -0.000674 | -0.001055 | -0.001244 | -0.00155 | -0.001701 | -0.001854 | -0.002039 | -0.00209 | -0.002113 | -0.002383
0.016689 | 0.015945 | 0.01487 | 0.013807 | 0.012804 | 0.011804 | 0.010894 | 0.010037 | 0.009184 | 0.008333 | 0.007559 | 0.006754 | 0.006202 | 0.005612 | 0.005088 | 0.004547 | 0.004015 | 0.003551 | 0.003149 | 0.002678 | 0.002141 | 0.001727 | 0.001319 | 0.000814 | 0.000593 | 0 | -0.000163 | -0.000541 | -0.000915 | -0.001154 | -0.00141 | -0.001543 | -0.001691 | -0.001762 | -0.001825 | -0.00186 | -0.001946
0.016117 | 0.015667 | 0.01463 | 0.013523 | 0.012501 | 0.01146 | 0.01054 | 0.009697 | 0.008775 | 0.007998 | 0.007204 | 0.006473 | 0.006024 | 0.005389 | 0.004883 | 0.004398 | 0.003762 | 0.003325 | 0.002999 | 0.002422 | 0.002059 | 0.001496 | 0.001081 | 0.000713 | 0.000356 | 0 | -0.000288 | -0.00056 | -0.00106 | -0.001122 | -0.001425 | -0.001546 | -0.001725 | -0.001657 | -0.00171 | -0.001889 | -0.001968
0.016713 | 0.016038 | 0.014834 | 0.013723 | 0.012636 | 0.011506 | 0.010683 | 0.009792 | 0.008839 | 0.008102 | 0.007247 | 0.006543 | 0.005933 | 0.005464 | 0.004952 | 0.004359 | 0.003843 | 0.003376 | 0.002886 | 0.002492 | 0.001882 | 0.001405 | 0.001061 | 0.000743 | 0.000364 | 0 | -0.000114 | -0.00057 | -0.00091 | -0.001102 | -0.001311 | -0.00145 | -0.001455 | -0.001569 | -0.001528 | -0.001483 | -0.001654
0.016256 | 0.015579 | 0.014561 | 0.013493 | 0.012441 | 0.011465 | 0.01052 | 0.009656 | 0.008781 | 0.00792 | 0.007169 | 0.00633 | 0.005859 | 0.005344 | 0.004813 | 0.004213 | 0.003713 | 0.003298 | 0.002943 | 0.002405 | 0.001897 | 0.001598 | 0.00122 | 0.000677 | 0.000487 | 0 | -0.000213 | -0.000494 | -0.000769 | -0.00097 | -0.001193 | -0.001285 | -0.001415 | -0.001306 | -0.001317 | -0.001378 | -0.001437
0.01623 | 0.01575 | 0.014593 | 0.01349 | 0.012457 | 0.011303 | 0.010374 | 0.00951 | 0.008634 | 0.007806 | 0.007072 | 0.006313 | 0.005734 | 0.005212 | 0.004711 | 0.004261 | 0.003618 | 0.003183 | 0.00282 | 0.002305 | 0.001943 | 0.001315 | 0.001035 | 0.000611 | 0.000314 | 0 | -0.000184 | -0.000506 | -0.000944 | -0.00098 | -0.001204 | -0.001278 | -0.001374 | -0.001232 | -0.00125 | -0.001341 | -0.001404
0.016812 | 0.016044 | 0.014817 | 0.013699 | 0.012567 | 0.011482 | 0.010628 | 0.009721 | 0.008717 | 0.00801 | 0.007177 | 0.006418 | 0.005835 | 0.005256 | 0.004812 | 0.004188 | 0.003761 | 0.00326 | 0.002771 | 0.002409 | 0.001781 | 0.001449 | 0.001004 | 0.000687 | 0.000372 | 0 | -6.2e-05 | -0.000438 | -0.000684 | -0.000869 | -0.001065 | -0.001152 | -0.001132 | -0.001199 | -0.001184 | -0.001087 | -0.001171
0.01605 | 0.015451 | 0.014458 | 0.013377 | 0.012313 | 0.011331 | 0.010357 | 0.009472 | 0.00864 | 0.007744 | 0.007015 | 0.006264 | 0.005721 | 0.00522 | 0.004635 | 0.004114 | 0.003565 | 0.003211 | 0.002792 | 0.002281 | 0.00183 | 0.001455 | 0.001181 | 0.000721 | 0.000427 | 0 | -0.000125 | -0.000433 | -0.000714 | -0.000893 | -0.001078 | -0.001152 | -0.001249 | -0.001129 | -0.001116 | -0.001259 | -0.00127
0.016054 | 0.015478 | 0.014311 | 0.013237 | 0.012197 | 0.011073 | 0.010178 | 0.009311 | 0.008416 | 0.007665 | 0.00693 | 0.006194 | 0.005635 | 0.005125 | 0.004642 | 0.004129 | 0.003525 | 0.00313 | 0.002718 | 0.002229 | 0.001832 | 0.001256 | 0.000902 | 0.000566 | 0.000291 | 0 | -0.00016 | -0.000406 | -0.000825 | -0.000862 | -0.001128 | -0.001195 | -0.001245 | -0.001285 | -0.001269 | -0.001326 | -0.00145
0.015806 | 0.01508 | 0.014056 | 0.013039 | 0.011975 | 0.010997 | 0.010121 | 0.00929 | 0.008388 | 0.00767 | 0.006863 | 0.006167 | 0.005621 | 0.00507 | 0.004634 | 0.004097 | 0.003589 | 0.003158 | 0.002701 | 0.002242 | 0.001755 | 0.001397 | 0.000987 | 0.000632 | 0.000359 | 0 | -0.000131 | -0.000441 | -0.000668 | -0.000831 | -0.001028 | -0.00119 | -0.00127 | -0.001356 | -0.001373 | -0.001362 | -0.001446
0.01523 | 0.014731 | 0.013796 | 0.0128 | 0.011826 | 0.010839 | 0.00993 | 0.009102 | 0.008323 | 0.007477 | 0.006792 | 0.006107 | 0.005578 | 0.005072 | 0.004548 | 0.004059 | 0.003574 | 0.003152 | 0.002727 | 0.00218 | 0.001818 | 0.001417 | 0.001057 | 0.000654 | 0.000389 | 0 | -0.000237 | -0.000462 | -0.000774 | -0.000931 | -0.00118 | -0.00127 | -0.001501 | -0.001516 | -0.001669 | -0.001824 | -0.001878
0.015692 | 0.015109 | 0.013989 | 0.012962 | 0.011978 | 0.010951 | 0.010135 | 0.009328 | 0.008435 | 0.007715 | 0.006979 | 0.006329 | 0.005768 | 0.005241 | 0.004785 | 0.004265 | 0.003745 | 0.003316 | 0.002836 | 0.002409 | 0.001967 | 0.001372 | 0.00102 | 0.000699 | 0.000295 | 0 | -0.00016 | -0.000523 | -0.000894 | -0.001028 | -0.001308 | -0.001509 | -0.001638 | -0.001839 | -0.001974 | -0.002094 | -0.002234
0.015288 | 0.014691 | 0.013798 | 0.012846 | 0.011883 | 0.01097 | 0.010138 | 0.009345 | 0.008511 | 0.007786 | 0.007037 | 0.00637 | 0.005861 | 0.0053 | 0.00484 | 0.00431 | 0.003817 | 0.003466 | 0.00291 | 0.00246 | 0.001954 | 0.001632 | 0.00117 | 0.000743 | 0.000467 | 0 | -0.000232 | -0.000558 | -0.000896 | -0.001188 | -0.001454 | -0.001678 | -0.001968 | -0.002211 | -0.002388 | -0.002508 | -0.002622
0.015237 | 0.014814 | 0.013854 | 0.012864 | 0.011937 | 0.011005 | 0.010178 | 0.009417 | 0.008611 | 0.007834 | 0.007132 | 0.00647 | 0.005983 | 0.005499 | 0.004972 | 0.004489 | 0.003991 | 0.003544 | 0.003117 | 0.002565 | 0.002111 | 0.00166 | 0.001267 | 0.000765 | 0.000367 | 0 | -0.000315 | -0.000666 | -0.001098 | -0.001313 | -0.001681 | -0.001945 | -0.00225 | -0.002485 | -0.002755 | -0.002993 | -0.003148
0.015751 | 0.015157 | 0.014118 | 0.013158 | 0.012189 | 0.011254 | 0.010517 | 0.009659 | 0.008867 | 0.008136 | 0.00742 | 0.006766 | 0.006219 | 0.005696 | 0.005237 | 0.00469 | 0.004211 | 0.003789 | 0.003289 | 0.002804 | 0.002298 | 0.001741 | 0.001281 | 0.000855 | 0.000449 | 0 | -0.000312 | -0.000716 | -0.001146 | -0.001491 | -0.001888 | -0.002156 | -0.002477 | -0.002856 | -0.003092 | -0.003272 | -0.003466
0.015331 | 0.014861 | 0.013998 | 0.013062 | 0.012124 | 0.011295 | 0.010407 | 0.009687 | 0.008933 | 0.008201 | 0.007499 | 0.006855 | 0.006345 | 0.005851 | 0.005358 | 0.004848 | 0.004312 | 0.003874 | 0.003404 | 0.002892 | 0.002358 | 0.001971 | 0.001469 | 0.000961 | 0.000523 | 0 | -0.000341 | -0.000806 | -0.001224 | -0.00162 | -0.002071 | -0.002398 | -0.002823 | -0.003092 | -0.003397 | -0.003657 | -0.00381
0.015448 | 0.014999 | 0.013987 | 0.013049 | 0.01216 | 0.011238 | 0.010483 | 0.009702 | 0.008958 | 0.008244 | 0.007508 | 0.006871 | 0.006409 | 0.005941 | 0.005385 | 0.004898 | 0.004413 | 0.00395 | 0.003505 | 0.002958 | 0.002478 | 0.001903 | 0.001446 | 0.000946 | 0.000431 | 0 | -0.000433 | -0.000869 | -0.001393 | -0.001773 | -0.002227 | -0.002583 | -0.002984 | -0.003269 | -0.003611 | -0.003918 | -0.004124
0.018132 | 0.01762 | 0.016648 | 0.015644 | 0.014607 | 0.013591 | 0.012719 | 0.011853 | 0.010933 | 0.010118 | 0.009307 | 0.008573 | 0.007955 | 0.007297 | 0.006795 | 0.006125 | 0.005526 | 0.004999 | 0.004406 | 0.003783 | 0.003127 | 0.002511 | 0.001865 | 0.001203 | 0.000614 | 0 | -0.000578 | -0.001196 | -0.001767 | -0.002313 | -0.002915 | -0.003335 | -0.003788 | -0.004161 | -0.004481 | -0.004833 | -0.005038
0.017771 | 0.017326 | 0.016323 | 0.015289 | 0.014316 | 0.013346 | 0.012458 | 0.011589 | 0.010755 | 0.009961 | 0.009145 | 0.008395 | 0.00786 | 0.00718 | 0.006549 | 0.006027 | 0.005414 | 0.004888 | 0.004349 | 0.003705 | 0.003026 | 0.002423 | 0.00187 | 0.001265 | 0.000638 | 0 | -0.000487 | -0.001098 | -0.001709 | -0.002241 | -0.002776 | -0.003214 | -0.003625 | -0.004002 | -0.004354 | -0.004643 | -0.004862
0.01752 | 0.01696 | 0.015934 | 0.014964 | 0.01399 | 0.012996 | 0.012173 | 0.01129 | 0.010464 | 0.009644 | 0.008895 | 0.008174 | 0.007579 | 0.006982 | 0.006455 | 0.005818 | 0.005303 | 0.004776 | 0.004208 | 0.003587 | 0.002988 | 0.00237 | 0.001836 | 0.001215 | 0.00062 | 0 | -0.000508 | -0.00108 | -0.00166 | -0.00217 | -0.002722 | -0.003157 | -0.003522 | -0.003898 | -0.004208 | -0.004537 | -0.004752
0.016896 | 0.016434 | 0.015525 | 0.014562 | 0.013573 | 0.012634 | 0.01177 | 0.010961 | 0.010137 | 0.00934 | 0.008592 | 0.007856 | 0.007325 | 0.006731 | 0.006169 | 0.005643 | 0.005083 | 0.004596 | 0.004038 | 0.003467 | 0.002866 | 0.002281 | 0.001698 | 0.001088 | 0.000547 | 0 | -0.000527 | -0.001091 | -0.001601 | -0.002126 | -0.002676 | -0.003037 | -0.003465 | -0.003795 | -0.004139 | -0.004428 | -0.004636
0.016618 | 0.01614 | 0.015124 | 0.01414 | 0.013179 | 0.01227 | 0.011437 | 0.010624 | 0.009795 | 0.009049 | 0.008306 | 0.007593 | 0.007064 | 0.006496 | 0.005965 | 0.005448 | 0.004888 | 0.00443 | 0.003896 | 0.003331 | 0.002722 | 0.002173 | 0.001699 | 0.001117 | 0.00058 | 0 | -0.000435 | -0.000999 | -0.001529 | -0.001999 | -0.002491 | -0.002878 | -0.003257 | -0.003616 | -0.003958 | -0.004213 | -0.004434
0.016213 | 0.015689 | 0.014769 | 0.013797 | 0.012875 | 0.011912 | 0.011104 | 0.010299 | 0.009485 | 0.008696 | 0.00797 | 0.007336 | 0.006763 | 0.006236 | 0.005738 | 0.005167 | 0.004692 | 0.004214 | 0.00372 | 0.003144 | 0.002668 | 0.002095 | 0.001603 | 0.001063 | 0.000557 | 0 | -0.000429 | -0.00094 | -0.001415 | -0.001882 | -0.002347 | -0.002757 | -0.003137 | -0.00346 | -0.003781 | -0.004085 | -0.004274
0.015809 | 0.015346 | 0.014457 | 0.01352 | 0.012574 | 0.011675 | 0.01086 | 0.010069 | 0.009288 | 0.008565 | 0.00785 | 0.007174 | 0.006688 | 0.006118 | 0.005636 | 0.005158 | 0.004634 | 0.004209 | 0.003682 | 0.003126 | 0.002594 | 0.002045 | 0.001556 | 0.001019 | 0.000516 | 0 | -0.000428 | -0.000937 | -0.001424 | -0.001847 | -0.002347 | -0.00272 | -0.003086 | -0.003421 | -0.003755 | -0.003995 | -0.004208
0.015399 | 0.014897 | 0.013946 | 0.01297 | 0.012071 | 0.011214 | 0.010449 | 0.00966 | 0.00892 | 0.008179 | 0.007506 | 0.006847 | 0.006302 | 0.005817 | 0.005318 | 0.00486 | 0.004381 | 0.003947 | 0.003493 | 0.002925 | 0.002465 | 0.001936 | 0.001503 | 0.001002 | 0.000498 | 0 | -0.000372 | -0.000841 | -0.001323 | -0.001725 | -0.002171 | -0.00256 | -0.002904 | -0.003248 | -0.003558 | -0.003828 | -0.004036
0.01504 | 0.014545 | 0.013647 | 0.012705 | 0.011767 | 0.010879 | 0.010109 | 0.009376 | 0.008643 | 0.007912 | 0.007224 | 0.0066 | 0.006108 | 0.005617 | 0.005144 | 0.004652 | 0.004211 | 0.003786 | 0.003331 | 0.002816 | 0.002341 | 0.001851 | 0.001385 | 0.000925 | 0.000451 | 0 | -0.000383 | -0.000838 | -0.001263 | -0.001644 | -0.002127 | -0.002484 | -0.002836 | -0.003161 | -0.003459 | -0.00373 | -0.003922
0.014821 | 0.014319 | 0.013365 | 0.012426 | 0.011495 | 0.010625 | 0.009842 | 0.009082 | 0.008392 | 0.007745 | 0.007031 | 0.006433 | 0.005953 | 0.00542 | 0.004984 | 0.004551 | 0.004076 | 0.003681 | 0.003201 | 0.002712 | 0.002249 | 0.001792 | 0.001374 | 0.000927 | 0.000464 | 0 | -0.000344 | -0.000788 | -0.001231 | -0.001591 | -0.002056 | -0.002392 | -0.002752 | -0.003051 | -0.003368 | -0.003611 | -0.0038
0.014488 | 0.013996 | 0.013094 | 0.012151 | 0.011219 | 0.010382 | 0.00962 | 0.008886 | 0.008164 | 0.007463 | 0.00679 | 0.006178 | 0.005758 | 0.005255 | 0.004823 | 0.004401 | 0.003915 | 0.003547 | 0.003097 | 0.002609 | 0.002153 | 0.001698 | 0.001293 | 0.000822 | 0.000422 | 0 | -0.000365 | -0.000787 | -0.001184 | -0.001571 | -0.001995 | -0.002347 | -0.002683 | -0.003001 | -0.003279 | -0.003536 | -0.003701
0.014298 | 0.013821 | 0.012892 | 0.011965 | 0.01109 | 0.010261 | 0.009518 | 0.008754 | 0.008035 | 0.007334 | 0.006662 | 0.006057 | 0.005628 | 0.005164 | 0.004704 | 0.004279 | 0.003845 | 0.003471 | 0.002991 | 0.002564 | 0.002072 | 0.001648 | 0.001257 | 0.000824 | 0.000436 | 0 | -0.000345 | -0.0007 | -0.001135 | -0.001503 | -0.001908 | -0.002235 | -0.002552 | -0.002863 | -0.003147 | -0.003365 | -0.003533
0.014007 | 0.013511 | 0.012659 | 0.011768 | 0.01089 | 0.010042 | 0.009282 | 0.008555 | 0.007819 | 0.007141 | 0.006489 | 0.005925 | 0.005492 | 0.005001 | 0.004578 | 0.004124 | 0.003732 | 0.003376 | 0.002921 | 0.002468 | 0.002026 | 0.00161 | 0.001238 | 0.000814 | 0.000426 | 0 | -0.000295 | -0.000695 | -0.001075 | -0.001432 | -0.001844 | -0.002159 | -0.002463 | -0.002757 | -0.003028 | -0.003271 | -0.003421
0.013654 | 0.01323 | 0.0124 | 0.011527 | 0.010629 | 0.009808 | 0.009062 | 0.008343 | 0.007629 | 0.006965 | 0.006331 | 0.005754 | 0.005328 | 0.00485 | 0.004453 | 0.004024 | 0.003613 | 0.003253 | 0.002846 | 0.002396 | 0.001927 | 0.001521 | 0.001163 | 0.000761 | 0.00039 | 0 | -0.000311 | -0.000663 | -0.001046 | -0.001367 | -0.001772 | -0.002055 | -0.002399 | -0.002671 | -0.002926 | -0.003161 | -0.0033
0.013573 | 0.013086 | 0.012197 | 0.011318 | 0.010482 | 0.009672 | 0.008937 | 0.008215 | 0.007504 | 0.006852 | 0.00621 | 0.005639 | 0.005192 | 0.004747 | 0.004298 | 0.003924 | 0.003512 | 0.003178 | 0.002773 | 0.002323 | 0.001924 | 0.001514 | 0.001171 | 0.000776 | 0.000374 | 0 | -0.000293 | -0.000651 | -0.00099 | -0.001334 | -0.001688 | -0.001989 | -0.002301 | -0.002566 | -0.002839 | -0.003001 | -0.003152
0.013131 | 0.01268 | 0.011905 | 0.011063 | 0.010217 | 0.009415 | 0.008698 | 0.00801 | 0.007292 | 0.00666 | 0.006027 | 0.005492 | 0.005045 | 0.004614 | 0.004242 | 0.003816 | 0.003417 | 0.003095 | 0.002697 | 0.002268 | 0.001843 | 0.001462 | 0.001126 | 0.000736 | 0.000404 | 0 | -0.00024 | -0.000607 | -0.000915 | -0.001244 | -0.001637 | -0.001912 | -0.002216 | -0.002459 | -0.002675 | -0.002895 | -0.002999
0.012967 | 0.012574 | 0.01177 | 0.010927 | 0.010092 | 0.009298 | 0.00858 | 0.007874 | 0.007217 | 0.006577 | 0.005931 | 0.005332 | 0.00495 | 0.004497 | 0.004095 | 0.003703 | 0.003323 | 0.002936 | 0.002566 | 0.002143 | 0.001748 | 0.001371 | 0.001069 | 0.000699 | 0.000343 | 0 | -0.000226 | -0.000568 | -0.000932 | -0.001195 | -0.001567 | -0.00181 | -0.002071 | -0.002365 | -0.002589 | -0.002736 | -0.002872
0.012997 | 0.012488 | 0.011672 | 0.010826 | 0.010052 | 0.009286 | 0.0086 | 0.007889 | 0.007181 | 0.00656 | 0.00594 | 0.005393 | 0.004912 | 0.004497 | 0.004092 | 0.003709 | 0.003334 | 0.003004 | 0.002642 | 0.002174 | 0.001778 | 0.001428 | 0.001101 | 0.000737 | 0.000371 | 0 | -0.000262 | -0.000565 | -0.000898 | -0.001234 | -0.001541 | -0.001831 | -0.002089 | -0.002323 | -0.002528 | -0.002714 | -0.00285
0.012674 | 0.012263 | 0.011533 | 0.010714 | 0.009827 | 0.009048 | 0.008331 | 0.007665 | 0.006979 | 0.006308 | 0.005701 | 0.005168 | 0.004773 | 0.004363 | 0.003992 | 0.003538 | 0.003193 | 0.002849 | 0.002513 | 0.002044 | 0.001688 | 0.001291 | 0.000959 | 0.000604 | 0.000327 | 0 | -0.000266 | -0.000556 | -0.000888 | -0.001153 | -0.001512 | -0.001737 | -0.002022 | -0.002216 | -0.002392 | -0.002576 | -0.002667
0.012593 | 0.012153 | 0.011337 | 0.010496 | 0.009695 | 0.008929 | 0.00824 | 0.007564 | 0.006894 | 0.00628 | 0.00565 | 0.005077 | 0.004724 | 0.004259 | 0.003857 | 0.003517 | 0.003106 | 0.002771 | 0.002386 | 0.001965 | 0.001634 | 0.001269 | 0.000969 | 0.000638 | 0.000287 | 0 | -0.000222 | -0.000527 | -0.000845 | -0.001103 | -0.001415 | -0.001677 | -0.001904 | -0.00213 | -0.002304 | -0.002409 | -0.002541
0.012147 | 0.011655 | 0.010922 | 0.010121 | 0.00937 | 0.008644 | 0.007976 | 0.007325 | 0.006646 | 0.006029 | 0.005477 | 0.004944 | 0.004519 | 0.004141 | 0.003753 | 0.003374 | 0.003007 | 0.002718 | 0.002369 | 0.001961 | 0.001594 | 0.001275 | 0.001005 | 0.000637 | 0.000347 | 0 | -0.000201 | -0.000488 | -0.000752 | -0.001051 | -0.001321 | -0.001591 | -0.001789 | -0.001961 | -0.00214 | -0.002306 | -0.002377
0.0118 | 0.011453 | 0.010764 | 0.010005 | 0.009187 | 0.00845 | 0.007801 | 0.007147 | 0.006529 | 0.005893 | 0.005292 | 0.00477 | 0.004422 | 0.003971 | 0.003651 | 0.003251 | 0.002921 | 0.002563 | 0.002241 | 0.001835 | 0.00148 | 0.001112 | 0.000818 | 0.000511 | 0.000245 | 0 | -0.000219 | -0.000485 | -0.000797 | -0.000975 | -0.001318 | -0.001454 | -0.001691 | -0.001865 | -0.001973 | -0.002115 | -0.002205
0.011908 | 0.011444 | 0.010653 | 0.009906 | 0.009192 | 0.008483 | 0.007856 | 0.007185 | 0.006546 | 0.005943 | 0.005395 | 0.004765 | 0.004388 | 0.003998 | 0.003571 | 0.003271 | 0.002887 | 0.002555 | 0.002177 | 0.001846 | 0.001479 | 0.001119 | 0.000874 | 0.00062 | 0.000306 | 0 | -0.000145 | -0.000435 | -0.000715 | -0.000949 | -0.001176 | -0.001406 | -0.001577 | -0.001751 | -0.001904 | -0.001922 | -0.002069
0.011484 | 0.011068 | 0.010459 | 0.009705 | 0.008989 | 0.008316 | 0.007675 | 0.00704 | 0.006397 | 0.005741 | 0.005206 | 0.004753 | 0.004317 | 0.003962 | 0.003623 | 0.003249 | 0.002873 | 0.002585 | 0.002275 | 0.001851 | 0.001495 | 0.001209 | 0.000949 | 0.000551 | 0.000313 | 0 | -0.000187 | -0.000423 | -0.000662 | -0.000873 | -0.001141 | -0.001349 | -0.001529 | -0.001626 | -0.001734 | -0.001905 | -0.001954
0.011543 | 0.011241 | 0.010553 | 0.009838 | 0.00909 | 0.008343 | 0.007744 | 0.007128 | 0.006482 | 0.005921 | 0.005306 | 0.004702 | 0.004446 | 0.003981 | 0.003618 | 0.003251 | 0.002886 | 0.002553 | 0.002172 | 0.001805 | 0.001428 | 0.001056 | 0.00079 | 0.00054 | 0.000285 | 0 | -0.000172 | -0.000434 | -0.000732 | -0.000873 | -0.001207 | -0.001293 | -0.001478 | -0.001641 | -0.001704 | -0.001789 | -0.001907
0.011857 | 0.01133 | 0.010583 | 0.009823 | 0.009152 | 0.008492 | 0.007862 | 0.007173 | 0.006547 | 0.005939 | 0.005386 | 0.004818 | 0.004361 | 0.004023 | 0.003618 | 0.003304 | 0.00289 | 0.002593 | 0.002257 | 0.0019 | 0.001476 | 0.001176 | 0.000923 | 0.000655 | 0.000332 | 0 | -9.7e-05 | -0.000383 | -0.000602 | -0.000856 | -0.001036 | -0.001265 | -0.001416 | -0.001542 | -0.001652 | -0.001721 | -0.001824
0.011303 | 0.010968 | 0.010385 | 0.009676 | 0.008948 | 0.008206 | 0.007568 | 0.006964 | 0.006356 | 0.005718 | 0.005148 | 0.004652 | 0.004298 | 0.003896 | 0.003542 | 0.003127 | 0.002787 | 0.002491 | 0.002151 | 0.001735 | 0.0014 | 0.001078 | 0.000801 | 0.000467 | 0.000232 | 0 | -0.000236 | -0.000488 | -0.000706 | -0.000891 | -0.001196 | -0.001293 | -0.001482 | -0.00156 | -0.001627 | -0.001806 | -0.001826
0.011775 | 0.011388 | 0.01064 | 0.009896 | 0.009158 | 0.008412 | 0.007826 | 0.007194 | 0.006542 | 0.005998 | 0.005337 | 0.004727 | 0.004388 | 0.003949 | 0.003641 | 0.003262 | 0.002897 | 0.002565 | 0.002167 | 0.001772 | 0.001395 | 0.00099 | 0.000755 | 0.00049 | 0.000268 | 0 | -0.000154 | -0.000416 | -0.000669 | -0.000818 | -0.001052 | -0.001181 | -0.001339 | -0.00146 | -0.001568 | -0.001584 | -0.001766
0.011825 | 0.01132 | 0.010659 | 0.00991 | 0.009254 | 0.008575 | 0.00799 | 0.007277 | 0.006627 | 0.005985 | 0.005501 | 0.004911 | 0.004437 | 0.004032 | 0.003692 | 0.003331 | 0.002963 | 0.002629 | 0.002312 | 0.001915 | 0.001489 | 0.001249 | 0.000988 | 0.00068 | 0.000353 | 0 | -0.000109 | -0.000373 | -0.000553 | -0.00083 | -0.000989 | -0.001217 | -0.001361 | -0.00144 | -0.001588 | -0.001645 | -0.001683
0.011415 | 0.011134 | 0.010552 | 0.009845 | 0.009129 | 0.008368 | 0.007741 | 0.007136 | 0.006528 | 0.005892 | 0.00528 | 0.004811 | 0.004418 | 0.004018 | 0.003671 | 0.003206 | 0.002854 | 0.002585 | 0.002207 | 0.001752 | 0.001469 | 0.001049 | 0.000804 | 0.000433 | 0.000262 | 0 | -0.000183 | -0.000413 | -0.000719 | -0.000815 | -0.001155 | -0.001232 | -0.001375 | -0.001511 | -0.001549 | -0.001789 | -0.001892
0.012306 | 0.011819 | 0.011002 | 0.010252 | 0.009512 | 0.008786 | 0.008178 | 0.007472 | 0.006866 | 0.006282 | 0.005611 | 0.005022 | 0.00465 | 0.004186 | 0.003839 | 0.003456 | 0.003087 | 0.002778 | 0.002293 | 0.001893 | 0.001517 | 0.001117 | 0.000851 | 0.000552 | 0.000388 | 0 | -0.000115 | -0.000337 | -0.000681 | -0.000854 | -0.001106 | -0.001266 | -0.001404 | -0.001589 | -0.001717 | -0.001721 | -0.001929
0.011722 | 0.01127 | 0.010683 | 0.009919 | 0.009243 | 0.008566 | 0.00792 | 0.007297 | 0.006651 | 0.006033 | 0.00555 | 0.005061 | 0.004607 | 0.004159 | 0.003851 | 0.003465 | 0.00295 | 0.002684 | 0.002378 | 0.001942 | 0.00158 | 0.001284 | 0.000987 | 0.000617 | 0.000282 | 0 | -0.000194 | -0.000483 | -0.000645 | -0.000908 | -0.001132 | -0.001367 | -0.001569 | -0.001659 | -0.00179 | -0.001983 | -0.002037
0.011971 | 0.011668 | 0.010974 | 0.010205 | 0.009464 | 0.008666 | 0.008068 | 0.007446 | 0.006794 | 0.006234 | 0.00554 | 0.004981 | 0.004711 | 0.004278 | 0.003965 | 0.003469 | 0.003133 | 0.002756 | 0.002328 | 0.001915 | 0.001544 | 0.001125 | 0.000905 | 0.000528 | 0.000335 | 0 | -0.00018 | -0.000459 | -0.000772 | -0.000871 | -0.001205 | -0.001305 | -0.001485 | -0.001684 | -0.001816 | -0.002033 | -0.002117
0.012492 | 0.011953 | 0.011132 | 0.01038 | 0.009654 | 0.008922 | 0.00832 | 0.007617 | 0.006992 | 0.006405 | 0.005842 | 0.005194 | 0.004791 | 0.004347 | 0.004005 | 0.00363 | 0.003182 | 0.002846 | 0.002453 | 0.002064 | 0.001673 | 0.001223 | 0.00092 | 0.000608 | 0.000401 | 0 | -0.000111 | -0.000446 | -0.0007 | -0.000977 | -0.001214 | -0.001455 | -0.001674 | -0.001871 | -0.002049 | -0.002132 | -0.002288
0.011572 | 0.011234 | 0.010696 | 0.009931 | 0.009282 | 0.008598 | 0.007927 | 0.007334 | 0.006732 | 0.006075 | 0.00557 | 0.00506 | 0.004685 | 0.004308 | 0.003871 | 0.00353 | 0.003117 | 0.002794 | 0.002436 | 0.002028 | 0.001585 | 0.001369 | 0.000999 | 0.000652 | 0.000282 | 0 | -0.000233 | -0.000553 | -0.000785 | -0.001016 | -0.001336 | -0.001529 | -0.001715 | -0.001899 | -0.002114 | -0.002328 | -0.002406
0.012116 | 0.011743 | 0.010985 | 0.010274 | 0.009549 | 0.008741 | 0.008221 | 0.007548 | 0.006939 | 0.006395 | 0.005735 | 0.00517 | 0.004836 | 0.004394 | 0.004091 | 0.003593 | 0.003293 | 0.002985 | 0.002485 | 0.002063 | 0.001678 | 0.001146 | 0.000935 | 0.000539 | 0.000421 | 0 | -0.000164 | -0.000457 | -0.000916 | -0.00103 | -0.001309 | -0.001483 | -0.001749 | -0.001952 | -0.002111 | -0.002328 | -0.002471
0.011947 | 0.011446 | 0.010826 | 0.010087 | 0.009451 | 0.008824 | 0.008245 | 0.007615 | 0.006964 | 0.006424 | 0.005858 | 0.005299 | 0.004832 | 0.004438 | 0.004044 | 0.00373 | 0.00324 | 0.002965 | 0.002665 | 0.002227 | 0.001732 | 0.001438 | 0.001032 | 0.000774 | 0.00035 | 0 | -0.000215 | -0.000541 | -0.000814 | -0.001104 | -0.001409 | -0.001704 | -0.001938 | -0.002126 | -0.002438 | -0.002495 | -0.00263
0.011309 | 0.011058 | 0.010562 | 0.009887 | 0.009288 | 0.008549 | 0.007958 | 0.007347 | 0.006708 | 0.006251 | 0.005662 | 0.005172 | 0.004815 | 0.004485 | 0.004106 | 0.003712 | 0.003296 | 0.002956 | 0.002569 | 0.002146 | 0.001793 | 0.001345 | 0.001076 | 0.000574 | 0.00037 | 0 | -0.000221 | -0.000589 | -0.00093 | -0.001119 | -0.001434 | -0.001694 | -0.001949 | -0.002126 | -0.002354 | -0.002662 | -0.002679
0.012138 | 0.011725 | 0.010969 | 0.010253 | 0.009572 | 0.008804 | 0.008332 | 0.007664 | 0.007084 | 0.006545 | 0.005904 | 0.005337 | 0.004925 | 0.004588 | 0.004255 | 0.003801 | 0.003416 | 0.003136 | 0.002669 | 0.002223 | 0.001863 | 0.00126 | 0.000997 | 0.000656 | 0.000406 | 0 | -0.000188 | -0.000527 | -0.000987 | -0.001109 | -0.001458 | -0.00163 | -0.001886 | -0.002123 | -0.002342 | -0.002462 | -0.002713